## List1
ELEKTRODESIGN price list
valid from 01.03.2024
Name | Description | Stock article | Rabat with * only 0 or 10% | Gross price EUR/pc or m EXW CZ | SP code | Order code
Chapter 1.1 SMALL AXIAL FANS
DECOR small axial fans
DECOR 100 CZ | IPX4 small axial fan | o |  | 80.55 | 5210000500 | SP120100020
DECOR 100 CRZ | IPX4 small axial fan | o |  | 125.19 | 5210005400 | SP120100010
DECOR 100 CHZ | IPX4 small axial fan | o |  | 194.51 | 5210006200 | SP120100030
DECOR 100 CHZ VISUAL | IPX4 small axial fan |  |  | 213.9 | 5210022900 | SP120100032
DECOR 100 CDZ | IPX4 small axial fan | o |  | 194.51 | 5210007000 | SP120100040
DECOR 100 CZ 12V | IP57 small axial fan, Safety Extra Low Voltage | o |  | 86.93 | 5210110200 | SP120100050
CT-12/14 | IP20 transformer 230/12 V | o |  | 145.56 | 5401261200 | SP600100050
CT-12/14 R | IP20 transformer with timer 230/12 V | o |  | 224.93 | 5401292700 | SP600100055
DECOR 200 CZ | IPX4 small axial fan | o |  | 83.55 | 5210101100 | SP120100140
DECOR 200 CRZ | IPX4 small axial fan | o |  | 125.98 | 5210103700 | SP120100150
DECOR 200 CHZ | IPX4 small axial fan | o |  | 206.11 | 5210105200 | SP120100120
DECOR 300 SZ | IPX4 small axial fan | o |  | 113.78 | 5210200100 | SP120100270
DECOR 300 CZ | IPX4 small axial fan | o |  | 137.44 | 5210207600 | SP120100250
DECOR 300 RZ | IPX4 small axial fan | o |  | 159.36 | 5210208400 | SP120100260
DECOR 300 CRZ | IPX4 small axial fan | o |  | 189.44 | 5210210000 | SP120100240
DECOR 300 HZ | IPX4 small axial fan |  |  | 242.25 | 5210209200 | SP120100210
DECOR 300 CHZ | IPX4 small axial fan | o |  | 261.54 | 5210211800 | SP120100220
DECOR DESIGN decorative small axial fans
DECOR 100 DESIGN CZ | IPX4 small axial fan | o |  | 84.63 | 5210217900 | SP120102010
DECOR 100 DESIGN CRZ | IPX4 small axial fan | o |  | 131.52 | 5210218000 | SP120102020
DECOR 100 DESIGN CHZ | IPX4 small axial fan | o |  | 214.46 | 5210641400 | SP120102030
DECOR 200 DESIGN CZ | IPX4 small axial fan | o |  | 87.78 | 5210640800 | SP120102110
DECOR 200 DESIGN CRZ | IPX4 small axial fan | o |  | 132.18 | 5210640900 | SP120102120
DECOR 200 DESIGN CHZ | IPX4 small axial fan | o |  | 227.18 | 5210641300 | SP120102130
DECOR 300 DESIGN CZ | IPX4 small axial fan | o |  | 151.57 | 5210641200 | SP120102210
DECOR 300 DESIGN CRZ | IPX4 small axial fan | o |  | 198.93 | 5210640700 | SP120102220
DECOR 300 DESIGN CHZ | IPX4 small axial fan |  |  | 288.39 |  | SP120102230
EDM small axial fans
EDM 80 N | IPX4 small axial fan | o |  | 40.13 | 5210035100 | SP110100000
EDM 100 SZ | IPX4 small axial fan | o |  | 78.29 | 5211535900 | SP110100015
EDM 100 CZ | IPX4 small axial fan | o |  | 101.53 | 5211536700 | SP110100025
EDM 100 CRZ | IPX4 small axial fan | o |  | 200.38 | 5211542500 | SP110100055
EDM 100 CTZ | IP44 small axial fan | o |  | 144.85 | 5211543300 | SP110100045
EDM 100 ECZ | IP44 small axial fan |  |  | 281.54 | 5211511000 | SP110100075
EDM 100 HZ | IP40 small axial fan |  |  | 261.87 | 5211518500 | SP110100125
EDM 100 CHZ | IP40 small axial fan |  |  | 302.8 | 5211519300 | SP110100135
EDM 100 RZ | IP44 small axial fan |  |  | 167.38 | 5211525000 | SP110100105
EDM 100 TZ | IP44 small axial fan | o |  | 109.37 | 5211540900 | SP110100035
EDM 100 VMZ | IP44 small axial fan |  |  | 199.44 | 5211544100 | SP110100065
EDM 100 S 12V | IP57 small axial fan, Safety Extra Low Voltage | o |  | 111.15 | 5211966600 | SP110100080
EDM 100 C 12V | IP57 small axial fan, Safety Extra Low Voltage | o |  | 152.03 | 5211965800 | SP110100090
CT-12/14 | IP20 transformer 230/12 V | o |  | 145.56 | 5401261200 | SP600100050
CT-12/14 R | IP20 transformer with timer 230/12 V | o |  | 224.93 | 5401292700 | SP600100055
EDM 200 CZ | IP44 small axial fan | o |  | 148 | 5211610000 | SP115100025
EDM 200 CRZ | IP44 small axial fan | o |  | 223.52 | 5211615900 | SP115100055
EDM 200 CTZ | IP44 small axial fan | o |  | 203.01 | 5211614200 | SP115100045
EDM 200 SZ | IP44 small axial fan | o |  | 120.02 | 5211564900 | SP115100015
EDM 200 TZ | IP44 small axial fan | o |  | 158.04 | 5211611800 | SP115100035
FUTURE small axial fans
FUTURE 100 C | IPX4 small axial fan | o |  | 47.22 | 5210072400 | SP122100020
FUTURE 100 CT | IPX4 small axial fan | o |  | 68.01 | 5210075700 | SP122100030
FUTURE 100 CTZ | IPX4 small axial fan | o |  | 77.59 | 5210075800 | SP122200030
FUTURE 100 CZ | IPX4 small axial fan | o |  | 52.81 | 5210072500 | SP122200020
FUTURE 120 C | IPX4 small axial fan | o |  | 69.99 | 5210076500 | SP122100120
FUTURE 120 CZ | IPX4 small axial fan |  |  | 74.26 |  | SP122100125
FUTURE 120 CT | IPX4 small axial fan | o |  | 105.33 | 5210078100 | SP122100130
FUTURE 120 CTZ | IPX4 small axial fan | o |  | 116.64 | 5210078000 | SP122200050
FUTURE 150 CZ | IPX4 small axial fan |  |  | 81.67 |  | SP122300010
FUTURE 150 CTZ | IPX4 small axial fan |  |  | 116.08 |  | SP122300020
HCM-N window small axial fans
HCM-150 N | IPX4 small axial fan | o |  | 168.04 | 5201419800 | SP166100010
HCM-180 N | IPX4 small axial fan | o |  | 175.03 | 5201420600 | SP166100020
HCM-225 N | IPX4 small axial fan | o |  | 227.23 | 5201421400 | SP166100030
HEF small axial fans
HEF 100 | IP44 small axial fan | o |  | 54.07 | 5212004500 | SP140100010
HEF 100 P | IP44 small axial fan | o |  | 76.65 | 5212003700 | SP140100020
HEF 100 T | IP44 small axial fan | o |  | 83.79 | 5212002900 | SP140100040
HEF 100 PT | IP44 small axial fan | o |  | 115.61 | 5212005200 | SP140100030
HEF 120 | IP44 small axial fan | o |  | 77.87 | 5212038300 | SP142100050
HEF 120 P | IP44 small axial fan | o |  | 98.1 | 5212040900 | SP142100060
HEF 120 T | IP44 small axial fan | o |  | 108.48 | 5212041700 | SP142100080
HEF 120 PT | IP44 small axial fan | o |  | 148.47 | 5212044100 | SP142100070
HEF 150 | IP44 small axial fan | o |  | 96.37 | 5212079700 | SP142100090
HEF 150 P | IP44 small axial fan | o |  | 121.52 | 5212080500 | SP142100100
HV wall and window small axial fans
HV 150 AE | IPX4 wall/window small axial fan | o |  | 204.98 | 5201482600 | SP165100015
HV 150 A | IPX4 wall/window small axial fan | o |  | 241.17 | 5201476800 | SP165100010
HV 230 AE | IPX4 wall/window small axial fan | o |  | 434.42 | 5201470100 | SP165100035
HV 230 M | IPX4 wall/window small axial fan |  |  | 452.82 | 5201462800 | SP165100040
HV 230 A | IPX4 wall/window small axial fan | o |  | 488.35 | 5201477600 | SP165100030
HV 230 RC | IPX4 wall/window small axial fan |  |  | 770.97 | 5201465100 | SP165100045
HV 300 AE | IPX4 wall/window small axial fan | o |  | 459.3 | 5201471900 | SP165100055
HV 300 A | IPX4 wall/window small axial fan | o |  | 568.1 | 5201478400 | SP165100050
HV 300 RC | IPX4 wall/window small axial fan | o |  | 885.36 | 5201466900 | SP165100060
Accesories - HV fans
MS-HV | assembly kit for HV |  |  | 35.25 | 5201800900 | SP165100160
CR 150 | IP20 rpm switch for HV 150 A | o |  | 71.35 | 5401256200 | SP600100020
CR 300 | rpm switch for HV 230, 300 A | o |  | 118.38 | 5401255400 | SP600100030
REB 1 R | IP40 rpm controller for HV 230, 300 AE | o |  | 217.89 | 5401279400 | SP600101010
REB 1 N | on plaster rpm controller for HV 150 AE | o |  | 141.1 | 5401270300 | SP600100090
REB 1 NE | under plaster rpm controller for HV 150 AE | o |  | 137.91 | 5401271100 | SP600100100
SILENT small axial fans
SILENT 100 CZ | IP45 quiet small axial fan | o |  | 112.23 | 5210400700 | SP124100005
SILENT 100 CZ Silver | IP45 quiet small axial fan | o |  | 136.69 | 5210415500 | SP124100035
SILENT 100 CRZ | IP45 quiet small axial fan | o |  | 168.13 | 5210401500 | SP124100015
SILENT 100 CRZ Silver | IP45 quiet small axial fan |  |  | 199.07 | 5210416300 | SP124100040
SILENT 100 CRIZ | IP45 quiet small axial fan | o |  | 184.7 | 5210405600 | SP124100025
SILENT 100 CRIZ Silver | IP45 quiet small axial fan |  |  | 213.67 | 5210432000 | SP124100050
SILENT 100 CHZ | IP45 quiet small axial fan | o |  | 272.53 | 5210402300 | SP124100020
SILENT 100 CHZ Silver | IP45 quiet small axial fan | o |  | 296.37 | 5210322300 | SP124100045
SILENT 100 CDZ | IP45 quiet small axial fan |  |  | 286.28 | 5210406400 | SP124100030
SILENT 100 CZ 12V | IP57 small axial fan, Safety Extra Low Voltage | o |  | 127.67 | 5210408000 | SP124100010
SILENT 100 CZ 12V Silver | IP57 small axial fan, Safety Extra Low Voltage | o |  | 151.99 | 5210423900 | SP124100036
CT-12/14 | IP20 transformer 230/12 V | o |  | 145.56 | 5401261200 | SP600100050
CT-12/14 R | IP20 transformer with timer 230/12 V | o |  | 224.93 | 5401292700 | SP600100055
SILENT 200 CZ | IP45 quiet small axial fan | o |  | 158.7 | 5210424700 | SP124100130
SILENT 200 CZ Silver | IP45 quiet small axial fan |  |  | 181.75 | 5210318100 | SP124100145
SILENT 200 CRZ | IP45 quiet small axial fan | o |  | 197.94 | 5210425400 | SP124100135
SILENT 200 CRZ Silver | IP45 quiet small axial fan |  |  | 222.3 | 5210320700 | SP124100150
SILENT 200 CHZ | IP45 quiet small axial fan | o |  | 276.66 | 5210426200 | SP124100140
SILENT 200 CHZ Silver | IP45 quiet small axial fan |  |  | 343.03 | 5210613400 | SP124100155
SILENT 300 CZ | IP45 quiet small axial fan | o |  | 216.58 | 5210417100 | SP124100210
SILENT 300 CZ plus | IP45 quiet small axial fan | o |  | 223.33 | 5210419700 | SP124100215
SILENT 300 CHZ | IP45 quiet small axial fan | o |  | 375.6 | 5210421300 | SP124100230
SILENT 300 CHZ plus | IP45 quiet small axial fan | o |  | 383.82 | 5210431200 | SP124100235
SILENT 300 CRZ | IP45 quiet small axial fan | o |  | 267.5 | 5210418900 | SP124100220
SILENT 300 CRZ plus | IP45 quiet small axial fan | o |  | 271.73 | 5210420500 | SP124100225
SILENT 300 CZ Silver | IP45 quiet small axial fan |  |  | 277.55 | 5210317300 | SP124100260
SILENT 300 CHZ Silver | IP45 quiet small axial fan |  |  | 486.85 | 5210606400 | SP124100275
SILENT 300 CRZ Silver | IP45 quiet small axial fan |  |  | 340.82 | 5210321500 | SP124100270
SILENT Ecowatt economical small axial fans
SILENT 100 CZ Ecowatt | IP45 economical quiet small axial fan | o |  | 150.91 | 5210610000 | SP124200010
SILENT 100 CRZ Ecowatt | IP45 economical quiet small axial fan | o |  | 185.55 | 5210610200 | SP124200020
SILENT 100 CDZ Ecowatt | IP45 economical quiet small axial fan |  |  | 300.64 | 5210610300 | SP124200040
SILENT 100 CHZ Ecowatt | IP45 economical quiet small axial fan |  |  | 286.09 | 5210610100 | SP124200030
SILENT 100 CZ Ecowatt 12 V | IP45 economical quiet small axial fan, Safety Extra Low Voltage |  |  | on request
SILENT 100 CZ Silver Ecowatt | IP45 silver economical quiet small axial fan |  |  | 168.6 | 5210613700 | SP124200110
SILENT 100 CRZ Silver Ecowatt | IP45 silver economical quiet small axial fan |  |  | 227.84 | 5210613800 | SP124200120
SILENT 100 CDZ Silver Ecowatt | IP45 silver economical quiet small axial fan |  |  | 323.17 | 5210614000 | SP124200140
SILENT 100 CHZ Silver Ecowatt | IP45 silver economical quiet small axial fan |  |  | 310.78 | 5210613900 | SP124200130
SILENT DESIGN decorative small axial fans
SILENT 100 CZ DESIGN 3C | IP45 white quiet small axial fan | o |  | 129.93 | 5210603100 | SP124100060
SILENT 100 CZ DESIGN Silver 3C | IP45 silver quiet small axial fan | o |  | 140.68 | 5210603400 | SP124100115
SILENT 100 CRZ DESIGN 3C | IP45 white quiet small axial fan | o |  | 192.36 | 5210603200 | SP124100070
SILENT 100 CRZ DESIGN Silver 3C | IP45 silver quiet small axial fan | o |  | 226.39 | 5210603500 | SP124100120
SILENT 100 CHZ DESIGN 3C | IP45 white quiet small axial fan | o |  | 277.41 | 5210603300 | SP124100075
SILENT 100 CHZ DESIGN SIlver 3C | IP45 silver quiet small axial fan | o |  | 310.31 | 5210603600 | SP124100125
SILENT 100 DESIGN CZ 3C 12V | IP57 quiet small axial fan, Safety Extra Low Voltage | o |  | 220.05 | 5210605200 | SP124100065
including transformer CT 12/14 230/12 V
SILENT 100 CZ DESIGN Swarowski white | IP45 white quiet small axial fan, design SWAROWSKI |  |  | 177.9 | 5210622300 | SP124100061
SILENT 100 CZ DESIGN Swarowski Champagne | IP45 champagnequiet small axial fan, design SWAROWSKI |  |  | 201.88 | 5210622500 | SP124100097
SILENT 100 CZ DESIGN Swarowski Silver | IP45 silver quiet small axial fan, design SWAROWSKI |  |  | 201.88 | 5210622400 | SP124100117
SILENT 100 CZ DESIGN Barcelona 4C | IP45 quiet small axial fan "Barcelona" |  |  | 188.98 | 5210624800 | SP124100113
SILENT 100 CZ DESIGN Black 4C | IP45 black quiet small axial fan černý | o |  | 140.68 | 5210607400 | SP124100080
SILENT 100 CRZ DESIGN Black 4C | IP45 black quiet small axial fan černý | o |  | 226.39 | 5210619600 | SP124100081
SILENT 100 CZ DESIGN Blue 4C | IP45 blue quiet small axial fan | o |  | 140.68 | 5210624700 | SP124100102
SILENT 100 CZ DESIGN Gold 4C | IP45 gold quiet small axial fan | o |  | 140.68 | 5210619800 | SP124100085
SILENT 100 CRZ DESIGN Gold 4C | IP45 gold quiet small axial fan | o |  | 231.97 | 5210620200 | SP124100086
SILENT 100 CZ DESIGN Grey 4C | IP45 grey quiet small axial fan | o |  | 140.68 | 5210607300 | SP124100090
SILENT 100 CRZ DESIGN Grey 4C | IP45 grey quiet small axial fan | o |  | 226.39 | 5210619500 | SP124100091
SILENT 100 CZ DESIGN Champagne 4C | IP45 champagne quiet small axial fan | o |  | 140.68 | 5210607200 | SP124100095
SILENT 100 CRZ DESIGN Champagne 4C | IP45 champagne quiet small axial fan | o |  | 226.39 | 5210620100 | SP124100096
SILENT 100 CZ DESIGN Ivory 4C | IP45 ivory quiet small axial fan | o |  | 138.94 | 5210622600 | SP124100063
SILENT 100 CRZ DESIGN Ivory 4C | IP45 ivory quiet small axial fan |  |  | 226.39 | 5210626400 | SP124100064
SILENT 100 CZ DESIGN Marble Black 4C | IP45 marble black quiet small axial fan | o |  | 188.98 | 5210611900 | SP124100110
SILENT 100 CRZ DESIGN Marble Black 4C | IP45 marble black quiet small axial fan | o |  | 235.4 | 5210620000 | SP124100111
SILENT 100 CZ DESIGN Marble White 4C | IP45 marble white quiet small axial fan |  |  | 188.98 | 5210612000 | SP124100105
SILENT 100 CRZ DESIGN Marble White 4C | IP45 marble white quiet small axial fan | o |  | 241.17 | 5210620400 | SP124100106
SILENT 100 CZ DESIGN Red 4C | IP45 red quiet small axial fan | o |  | 140.68 | 5210611800 | SP124100100
SILENT 100 CRZ DESIGN Red 4C | IP45 red quiet small axial fan |  |  | 224.09 | 5210619900 | SP124100101
SILENT 100 DESIGN White front panel | replaceable front panel | o | * | 20.65 | 5210435100 | SP124300110
SILENT 100 DESIGN Barcelona front panel | replaceable front panel | o | * | 37.5 |  | SP124301070
SILENT 100 DESIGN Black front panel | replaceable front panel | o | * | 20.65 | 5210434600 | SP124300130
SILENT 100 DESIGN Blue front panel | replaceable front panel | o | * | 21.08 |  | SP124301080
SILENT 100 DESIGN Gold front panel | replaceable front panel | o | * | 21.08 |  | SP124301010
SILENT 100 DESIGN Grey front panel | replaceable front panel | o | * | 21.08 |  | SP124301020
SILENT 100 DESIGN Champagne front panel | replaceable front panel | o | * | 21.08 |  | SP124301030
SILENT 100 DESIGN Marble black front panel | replaceable front panel | o | * | 37.5 |  | SP124301060
SILENT 100 DESIGN Marble white front panel | replaceable front panel | o | * | 37.5 |  | SP124301050
SILENT 100 DESIGN Red front panel | replaceable front panel | o | * | 21.08 |  | SP124301040
SILENT 100 DESIGN Silver front panel | replaceable front panel | o | * | 28.07 | 5210435500 | SP124300120
SILENT 100 DESIGN Champange SWAROVSKI front panel | replaceable front panel SWAROWSKI | o | * | 41.73 |  | SP124301090
SILENT 100 DESIGN Silver SWAROVSKI front panel | replaceable front panel SWAROWSKI | o | * | 41.73 |  | SP124301100
SILENT 100 DESIGN SWAROVSKI front panel | replaceable front panel SWAROWSKI | o | * | 33.89 |  | SP124301110
SILENT 200 CZ DESIGN 3C | IP45 white quiet small axial fan | o |  | 188.13 | 5210604000 | SP124100160
SILENT 200 CRZ DESIGN 3C | IP45 white quiet small axial fan | o |  | 227.75 | 5210604100 | SP124100165
SILENT 200 CHZ DESIGN 3C | IP45 white quiet small axial fan | o |  | 315.05 | 5210604200 | SP124100170
SILENT 200 CZ DESIGN Silver 3C | IP45 silver quiet small axial fan | o |  | 205.54 | 5210605900 | SP124100175
SILENT 200 CRZ DESIGN Silver 3C | IP45 silver quiet small axial fan | o |  | 246.01 | 5210606100 | SP124100180
SILENT 200 CHZ DESIGN Silver 3C | IP45 silver quiet small axial fan |  |  | 363.87 | 5210606000 | SP124100185
SILENT 200 DESIGN front panel | replaceable front panel |  |  | 48.96 |  | SP822200110
SILENT 200 DESIGN Silver front panel | replaceable front panel |  |  | 58.81 |  | SP822200210
SILENT 300 CZ DESIGN 3C | IP45 white quiet small axial fan | o |  | 230.38 | 5210623800 | SP124100310
SILENT 300 CRZ DESIGN 3C | IP45 white quiet small axial fan | o |  | 281.26 | 5210623900 | SP124100320
SILENT 300 CHZ DESIGN 3C | IP45 white quiet small axial fan | o |  | 389.5 | 5210624000 | SP124100330
SILENT 300 CZ DESIGN Plus 3C | IP45 white quiet small axial fan | o |  | 237.18 |  | SP124100315
SILENT 300 CZ DESIGN Silver 3C | IP45 silver quiet small axial fan |  |  | 291.26 | 5210624100 | SP124100340
SILENT 300 CRZ DESIGN Silver 3C | IP45 silver quiet small axial fan |  |  | 354.67 | 5210624200 | SP124100350
SILENT 300 CHZ DESIGN Plus 3C | IP45 white quiet small axial fan |  |  | 396.3 |  | SP124100335
SILENT 300 CHZ DESIGN Silver 3C | IP45 silver quiet small axial fan |  |  | 488.68 | 5210624300 | SP124100360
SILENT 300 DESIGN front panel | replaceable front panel |  |  | 56.66 |  | SP822300110
SILENT 300 DESIGN Silver front panel | replaceable front panel |  |  | 58.81 |  | SP822300210
SILENT DESIGN ECOWATT small decorative economical axial fans
SILENT 100 CZ DESIGN Ecowatt | IP45 economical quiet small axial fan | o |  | 160.53 | 5210610800 | SP124200210
SILENT 100 CZ DESIGN Silver Ecowatt | IP45 silver economical quiet small axial fan |  |  | 192.73 | 5210614100 | SP124200310
SILENT 100 CZ DESIGN Ecowatt 12V | IP45 economical quiet small axial fan | o |  | 238.07 | 5210614600 | SP124400010
SILENT 100 CHZ DESIGN Ecowatt | IP45 economical quiet small axial fan | o |  | 295.15 | 5210610900 | SP124200230
SILENT 100 CHZ DESIGN Silver Ecowatt | IP45 silver economical quiet small axial fan |  |  | 324.82 | 5210614300 | SP124200330
SILENT 100 CHZ DESIGN Ecowatt 12V | IP45 economical quiet small axial fan | o |  | 325 | 5210615100 | SP124400030
SILENT 100 CRZ DESIGN Ecowatt | IP45 economical quiet small axial fan | o |  | 211.55 | 5210611000 | SP124200220
SILENT 100 CRZ DESIGN Silver Ecowatt | IP45 silver economical quiet small axial fan |  |  | 238.92 | 5210614200 | SP124200320
SILENT 100 CRZ DESIGN Ecowatt 12V | IP45 economical quiet small axial fan | o |  | 254.27 | 5210615000 | SP124400020
SILENT DUAL small axial fans
SILENT DUAL 100 | IP45 small axial fan DUAL CONCEPT | o |  | 164.14 | 5210640600 | SP123100010
SILENT DUAL 200 | IP45 small axial fan DUAL CONCEPT | o |  | 219.72 | 5210641000 | SP123100020
SILENT DUAL 300 | IP45 small axial fan DUAL CONCEPT | o |  | 280.83 | 5210641100 | SP123100030
SILENTUB small transfer axial fans
SILENTUB 100 | IP44 small transfer axial fan | o |  | 119.69 | 5210316500 | SP124150010
SILENTUB 200 | IP44 small transfer axial fan | o |  | 153.44 | 5210316600 | SP124150020
PIE 100/120 | assembly kit for SILENTUB | o |  | 15.68 | 5416726500 | SP124500110
TDM small transfer axial fans
TDM 100 | IPX4 small axial fan | o |  | 46.56 | 5211502900 | SP135100010
TDM 200 | IPX4 small axial fan | o |  | 66 | 5211506000 | SP135100020
TDM 300 | IPX4 small axial fan | o |  | 102.89 |  | UMAE140100010
TDM 300 N | IPX4 small axial fan | o |  | 113.36 | 5210226600 | SP135100025
TRB / TREB small axial fans
TREB/2-200 | IP44 small axial fan | o |  | 370.82 | 5755006300 | SP185100010
TREB/4-200 | IP44 small axial fan | o |  | 370.82 | 5755007100 | SP185100030
TREB/2-250 | IP44 small axial fan | o |  | 377.34 | 5755008900 | SP185100020
TREB/4-250 | IP44 small axial fan | o |  | 377.34 | 5755009700 | SP185100040
TREB/4-300 | IP44 small axial fan |  |  | 443.71 | 5755010500 | SP185100050
TREB/4-350 | IP44 small axial fan | o |  | 526.23 | 5755011300 | SP185100060
TRB/2-200 | IP44 small axial fan with support |  |  | 470.04 | 5755000600 | SP169100010
TRB/4-200 | IP44 small axial fan with support |  |  | 470.04 | 5755001400 | SP169100030
TRB/2-250 | IP44 small axial fan with support |  |  | 499.38 | 5755002200 | SP169100020
TRB/4-250 | IP44 small axial fan with support |  |  | 473.28 | 5755003000 | SP169100040
TRB/4-300 | IP44 small axial fan with support |  |  | 556.08 | 5755004800 | SP169100050
TRB/4-350 | IP44 small axial fan with support |  |  | 641.04 | 5755005500 | SP169100060
CHAP. 1.2 SMALL RADIAL FANS
CF small radial fans
CF 100 S | IP44 small radial fan | o |  | 84.54 |  | UMAE310100030
CF 100 P | IP44 small radial fan |  |  | 91.72 |  | UMAE310100010
CF 100 T | IP44 small radial fan | o |  | 102.28 |  | UMAE310100040
CF 200 S | IP44 small radial fan | o |  | 101.01 |  | UMAE320100030
CF 200 P | IP44 small radial fan |  |  | 108.29 |  | UMAE320100010
CF 200 T | IP44 small radial fan | o |  | 114.67 |  | UMAE320100040
CF 200 PT | IP44 small radial fan |  |  | 134.1 |  | UMAE320100020
CK extract kitchen fan
CK-25 N | plastic exract kitchen fan |  |  | 155.04 | 5211315600 | SP510100010
CK-35 N | metal exract kitchen fan |  |  | 258.21 | 5211402200 | SP510100110
CK-40 F | plastic exract kitchen fan |  |  | 257.22 | 5211316400 | SP510100020
CK-50 | metal exract kitchen fan |  |  | 230.94 | 5211419600 | SP510100120
CK-60 F | plastic exract kitchen fan |  |  | 357.3 | 5211319800 | SP510100040
ECO-500 | metal exract kitchen fan |  |  | 200.94 | 5211565600 | SP510100130
CKB-N central ventilation
CKB 800 N | IP44 small radial fan |  |  | 602.22 | 5211405600 | SP250100070
CKB 1500 N | IP44 small radial fan |  |  | 745.76 | 5211442000 | SP250100015
CKB 800 PLENUM | plenum box for CKB fans |  |  | 287.08 |  | SP250100060
CKB 1500 PLENUM | plenum box for CKB fans |  |  | on request
EB N small radial fans
EB 100 N S | IPX2 small radial fan | o |  | 146.82 | 5211948600 | SP210100020
EB 100 N T | IPX2 small radial fan | o |  | 199.49 | 5211948700 | SP210100031
EBB small radial fans
EBB 175 DESIGN M | IP44 small radial fan |  |  | 283.28 |  | SP221300020
EBB 175 DESIGN S | IP44 small radial fan | o |  | 260.09 | 5211993200 | SP221300010
EBB 175 DESIGN T | IP44 small radial fan | o |  | 309.89 | 5211993400 | SP221300030
EBB 175 DESIGN HM | IP44 small radial fan |  |  | 494.27 | 5211993800 | SP221300050
EBB 250 DESIGN M | IP44 small radial fan |  |  | 300.64 | 5211994000 | SP221301020
EBB 250 DESIGN S | IP44 small radial fan | o |  | 276.28 | 5211993300 | SP221301010
EBB 250 DESIGN T | IP44 small radial fan | o |  | 341.39 | 5211993500 | SP221301030
EBB 250 DESIGN HM | IP44 small radial fan |  |  | 492.25 | 5211993900 | SP221301050
EBB 100 N S | IP44 small radial fan | o |  | 196.91 | 5211944400 | SP221100010
EBB 100 N T | IP44 small radial fan | o |  | 272.67 | 5211944500 | SP221100020
EBB 100 N HT | IP44 small radial fan | o |  | 296.75 | 5211944600 | SP221100070
EBB 170 N S | IP44 small radial fan | o |  | 230.84 | 5211849600 | SP221200010
EBB 170 N T | IP44 small radial fan | o |  | 326.04 | 5211849700 | SP221200020
EBB 170 N HT | IP44 small radial fan | o |  | 371.19 | 5211849800 | SP221200030
EBB 250 N S | IP44 small radial fan | o |  | 299.33 | 5211849900 | SP221201010
EBB 250 N T | IP44 small radial fan | o |  | 375.6 | 5211850000 | SP221201020
EBB 250 N HT | IP44 small radial fan | o |  | 461.41 | 5211850100 | SP221201030
ECOAIR Ecowatt quiet and economical small radial fans
ECOAIR DESIGN Ecowatt H | IPX4 quiet economical small radial fan | o |  | 304.21 | 5210612500 | SP125100030
ECOAIR DESIGN Ecowatt M | IPX4 quiet economical small radial fan | o |  | 313.69 | 5210612600 | SP125100040
ECOAIR DESIGN Ecowatt S | IPX4 quiet economical small radial fan | o |  | 252.39 | 5210612300 | SP125100010
ECOAIR DESIGN Ecowatt T | IPX4 quiet economical small radial fan | o |  | 270.79 | 5210612400 | SP125100020
ECOAIR DLC Ecowatt | IPX4 quiet economical small radial fan | o |  | 256.24 | 5210626000 | SP125200050
ECOAIR HLC Ecowatt | IPX4 quiet economical small radial fan | o |  | 259.1 | 5210625800 | SP125200030
ECOAIR MLC Ecowatt | IPX4 quiet economical small radial fan | o |  | 266.8 | 5210625900 | SP125200040
ECOAIR SLC Ecowatt | IPX4 quiet economical small radial fan | o |  | 211.74 | 5210625600 | SP125200010
ECOAIR TLC Ecowatt | IPX4 quiet economical small radial fan | o |  | 230.19 | 5210625700 | SP125200020
OZEO-E Ecowatt 2 central ventilation
OZEO-E Ecowatt 2 | IPX2 central ventilation |  |  | 550.08 | 5209244500 | SP205100020
OZEO-E Ecowatt 2 RF | IPX2 central ventilation |  |  | 724.27 | 5209244700 | SP205100030
OZEO-E Ecowatt Control CO2 | IPX2 central ventilation |  |  | on request
OZEO-H central ventilation
OZEO-H ST2 | IPX2 central ventilation |  |  | 287.08 | 5209352900 | SP205100090
OZEO-H Ecowatt 2 | IPX2 central ventilation |  |  | 493 | 5209354100 | SP205100050
OZEO FLAT H central ventilation
OZEO FLAT H 2 | IPX2 central ventilation | o |  | 429.68 | 5209353700 | SP205100060
OZEO FLAT H AUTO 2 | IPX2 central ventilation |  |  | 443.81 | 5209385400 | SP205100070
OZEO FLAT H Ecowatt | IPX2 central ventilation |  |  | 614.57 | 5209234800 | SP205100080
SILENT ECO quiet small radial fans
SILENT ECO A 60 | IPX5 quiet small radial fan | o |  | 413.39 |  | WG160100010
SILENT ECO A 60/GL | IPX5 quiet small radial fan | o |  | 432.73 |  | WG160100020
SILENT ECO A 100 | IPX5 quiet small radial fan | o |  | 413.39 |  | WG162100010
SILENT ECO A 100/GL | IPX5 quiet small radial fan | o |  | 432.73 |  | WG162100020
SILENT ECO U 60 H | IPX5 quiet small radial fan | o |  | 377.86 |  | WG164100010
SILENT ECO U 60 Z | IPX5 quiet small radial fan | o |  | 377.86 |  | WG164100020
SILENT ECO U 60/GL H | IPX5 quiet small radial fan | o |  | 397.1 |  | WG164100030
SILENT ECO U 60/GL Z | IPX5 quiet small radial fan | o |  | 397.1 |  | WG164100040
SILENT ECO U 100 H | IPX5 quiet small radial fan | o |  | 377.86 |  | WG166100010
SILENT ECO U 100 Z | IPX5 quiet small radial fan | o |  | 377.86 |  | WG166100020
SILENT ECO U 100/GL H | IPX5 quiet small radial fan | o |  | 397.1 |  | WG166100030
SILENT ECO U 100/GL Z. | IPX5 quiet small radial fan | o |  | 397.1 |  | WG166100040
Connector 100/50 | connector for extract dish valve 100/50 | o |  | 15.87 |  | WG820100010
Connector 100/75 | connector for extract dish valve 100/75 | o |  | 17.32 |  | WG820100020
SILENT ECO U KP | ceiling support for ECO U |  |  | 15.72 |  | WG830100090
SILENT support | shaft support for SILENT ECO U | o |  | 36.33 |  | WG830100050
SILENT spigot 75-80 mm | side rooms extract spigot for SILENT ECO U, UEC | o |  | 11.83 |  | WG825100210
SILENT spigot 40/50 mm | side rooms extract spigot for SILENT ECO U, UEC | o |  | 10.84 |  | WG825100220
SILENT ECO spare filters | 5 pcs. spare filters for SILENT ECO A/U/AEC/UEC | o |  | 32.43 |  | WG820100035
SILENT ECO EC quiet economical small radial fans
SILENT ECO AEC | IPX5 quiet small radial fan |  |  | 476.94 |  | WG220100110
SILENT ECO UEC H | IPX5 quiet small radial fan | o |  | 443.48 |  | WG220100010
SILENT ECO UEC Z | IPX5 quiet small radial fan |  |  | 443.48 |  | WG220100020
SILENT ECO EC 02 NRE | pre-programmed EC module for SILENT ECO AEC, UEC |  |  | 71.77 |  | WG220100510
SILENT ECO EC 03 GL | pre-programmed EC module for SILENT ECO AEC, UEC |  |  | 71.77 |  | WG220100520
SILENT ECO EC 04 NRGL | pre-programmed EC module for SILENT ECO AEC, UEC | o |  | 71.77 |  | WG220100530
SILENT ECO EC 05 NREGL | pre-programmed EC module for SILENT ECO AEC, UEC |  |  | 71.77 |  | WG220100540
SILENT ECO EC 06 NR | pre-programmed EC module for SILENT ECO AEC, UEC |  |  | 71.77 |  | WG220100550
SILENT ECO EC 07 HYBEWO-10 | pre-programmed EC module for SILENT ECO AEC, UEC | o |  | 71.77 |  | WG220100560
SILENT ECO EC-10VPWM | cable for 0-10 V control (EC module needed) | o |  | 16.1 |  | WG220100630
SILENT ECO EC-BEW | move sensor (EC module needed) | o |  | 89.14 |  | WG220100620
SILENT ECO EC-HYM | humidity sensor (EC module needed) | o |  | 89.14 |  | WG220100610
SILENT nástavec 75-80 mm | side rooms extract spigot for SILENT ECO U, UEC | o |  | 11.83 |  | WG825100210
SILENT nástavec 40/50 mm | side rooms extract spigot for SILENT ECO U, UEC | o |  | 10.84 |  | WG825100220
SILENT ECO spare filters | 5 pcs. spare filters for SILENT ECO A/U/AEC/UEC | o |  | 32.43 |  | WG820100035
CHEMINAIR fireplace fans
CHEMINAIR 400 | fireplace fan 180°C | o |  | 534.07 | 5126008200 | SP258100010
CHEMINAIR 600 | fireplace fan 180°C | o |  | 583.21 | 5126008300 | SP258100020
CHEMINAIR 400 filter cartridge | filter cartridge with G2 fillter for CHEMINAIR fans | o |  | 281.16 | 5416754700 | SP258101010
CHEMINAIR 600 filter cartridge | filter cartridge with G2 fillter for CHEMINAIR fans | o |  | 294.63 | 5416754800 | SP258101020
CHEMINAIR 400 spare filter G2 | spare filters |  | * | 66.56 |  | SP829100010
CHEMINAIR 600 spare filter G2 | spare filters |  | * | 72.8 |  | SP829100020
VENTURIA central ventilation with air volume controller
VENTURIA-E 2018 | IP44 central ventilation |  |  | 298.67 | 5209357400 | SP100100030
CHAP.1.3 FANS FOR CIRCULAR DUCT
TD EVO in-line mixed-flow fans for circular duct
TD-EVO 100 | IP44 3-speed duct fan |  |  | 186.07 | 5211312000 | SP200110010
TD-EVO 100 T | IP44 3-speed duct fan with built-in timer |  |  | 230.05 | 5211305800 | SP200110210
TD-EVO 100 VAR | IP44 duct fan with with voltage regulator and timer |  |  | 293.32 | 5211007200 | SP200110110
TD-EVO 125 | IP44 3-speed duct fan |  |  | 222.58 | 5211312100 | SP200110020
TD-EVO 125 T | IP44 3-speed duct fan with built-in timer |  |  | 273.56 | 5211305900 | SP200110220
TD-EVO 125 VAR | IP44 duct fan with with voltage regulator and timer |  |  | 346.83 | 5211007300 | SP200110120
TD-EVO 150 | IP44 3-speed duct fan |  |  | 249.24 | 5211312200 | SP200110030
TD-EVO 150 T | IP44 3-speed duct fan with built-in timer |  |  | 303.13 | 5211306000 | SP200110230
TD-EVO 150 VAR | IP44 duct fan with with voltage regulator and timer |  |  | 372.04 | 5211007400 | SP200110130
TD-EVO 160 | IP44 3-speed duct fan |  |  | 249.24 | 5211312300 | SP200110040
TD-EVO 160 T | IP44 3-speed duct fan with built-in timer |  |  | 303.13 | 5211306100 | SP200110240
TD-EVO 160 VAR | IP44 duct fan with with voltage regulator and timer |  |  | 372.04 | 5211007500 | SP200110140
TD-EVO 200 | IP44 3-speed duct fan |  |  | 338.94 | 5211312400 | SP200110050
TD-EVO 200 T | IP44 3-speed duct fan with built-in timer |  |  | 403.44 | 5211306200 | SP200110250
TD-EVO 200 VAR | IP44 duct fan with with voltage regulator and timer |  |  | 456.81 | 5211007600 | SP200110150
TD-EVO 250 | IP44 3-speed duct fan |  |  | 540.88 | 5211312500 | SP200110060
TD-EVO 250 T | IP44 3-speed duct fan with built-in timer |  |  | 604.38 | 5211306300 | SP200110260
TD-EVO 250 VAR | IP44 duct fan with with voltage regulator and timer |  |  | 702.72 | 5211007700 | SP200110160
TD-EVO 315 | IP44 3-speed duct fan |  |  | 580.77 | 5211312600 | SP200110070
TD-EVO 315 T | IP44 3-speed duct fan with built-in timer |  |  | 646.91 | 5211306400 | SP200110270
TD-EVO 315 VAR | IP44 duct fan with with voltage regulator and timer |  |  | 734.36 | 5211007800 | SP200110170
TD EVO Ecowatt economical in-line mixed-flow fans for circular duct
TD-EVO 100 Ecowatt | IP44 economical duct fan with EC motor |  |  | 518.77 | 5211309000 | SP200111010
TD-EVO 125 Ecowatt | IP44 economical duct fan with EC motor |  |  | 533.51 | 5211309100 | SP200111020
TD-EVO 150 Ecowatt | IP44 economical duct fan with EC motor |  |  | 597.06 | 5211309200 | SP200111030
TD-EVO 160 Ecowatt | IP44 economical duct fan with EC motor |  |  | 597.06 | 5211309300 | SP200111040
TD-EVO 200 Ecowatt | IP44 economical duct fan with EC motor |  |  | 688.87 | 5211309400 | SP200111050
TD-EVO 250 Ecowatt | IP44 economical duct fan with EC motor |  |  | 1002.99 | 5211309500 | SP200111060
TD-EVO 315 Ecowatt | IP44 economical duct fan with EC motor |  |  | 1239 | 5211309600 | SP200111070
TD EVO PF Ecowatt planet friendly economical in-line mixed-flow fans for circular duct
TD-EVO PF 100 Ecowatt | IP44 economical duct fan with EC motor |  |  | 518.77 |  | SP200111110
TD-EVO PF 125 Ecowatt | IP44 economical duct fan with EC motor |  |  | 533.51 |  | SP200111120
TD-EVO PF 150 Ecowatt | IP44 economical duct fan with EC motor |  |  | 597.06 |  | SP200111130
TD-EVO PF 160 Ecowatt | IP44 economical duct fan with EC motor |  |  | 597.06 |  | SP200111140
TD-EVO PF 200 Ecowatt | IP44 economical duct fan with EC motor |  |  | 688.87 |  | SP200111150
TD-EVO PF 250 Ecowatt | IP44 economical duct fan with EC motor |  |  | 1002.99 |  | SP200111160
TD-EVO PF 315 Ecowatt | IP44 economical duct fan with EC motor |  |  | 1239 |  | SP200111170
TD SILENT quiet in-line mixed-flow fans for circular duct
TD 160/100 N SILENT | IP44 ultra quiet 2-speed duct fan | o |  | 148.04 | 5211318000 | SP200100011
TD 250/100 SILENT | IP44 ultra quiet 2-speed duct fan | o |  | 337.16 | 5211360600 | SP200100620
TD 350/125 SILENT | IP44 ultra quiet 2-speed duct fan | o |  | 342.32 | 5211360400 | SP200100630
TD 500/150-160 SILENT 3V | IP44 ultra quiet 3-speed duct fan | o |  | 392.5 | 5211302100 | SP200103010
TD 800/200 SILENT 3V | IP44 ultra quiet 3-speed duct fan | o |  | 546.65 | 5211304400 | SP200103020
TD 1000/200 SILENT 3V | IP44 ultra quiet 3-speed duct fan | o |  | 567.54 | 5211305300 | SP200103030
TD 1300/250 SILENT 3V | IP44 ultra quiet 3-speed duct fan | o |  | 1362.49 | 5212317400 | SP200103040
TD 2000/315 SILENT 3V | IP44 ultra quiet 3-speed duct fan | o |  | 1543.53 | 5212316700 | SP200103050
TD 160/100 NT SILENT | IP44 ultra quiet duct fan with timer | o |  | 190.67 | 5211322200 | SP200100615
TD 250/100 SILENT T | IP44 ultra quiet duct fan with timer | o |  | 377.11 | 5211364500 | SP200100625
TD 350/125 SILENT T | IP44 ultra quiet duct fan with timer | o |  | 390.53 | 5211364600 | SP200100635
TD 500/150-160 SILENT T | IP44 ultra quiet duct fan with timer |  |  | 440.24 |  | SP200103015
TD 800/200 SILENT T | IP44 ultra quiet duct fan with timer |  |  | 601.29 |  | SP200103025
TD 1000/200 SILENT T | IP44 ultra quiet duct fan with timer |  |  | 624.43 |  | SP200103035
TD Ecowatt economical in-line mixed-flow fans for circular duct
TD 160/100 Ecowatt | IP44 economical duct fan | o |  | 231.03 | 5211685200 | SP200100810
TD 250/100 Ecowatt | IP44 economical duct fan | o |  | 470.7 | 5211021000 | SP200100820
TD 350/125 Ecowatt | IP44 economical duct fan | o |  | 484.13 | 5211022800 | SP200100830
TD 500/150 Ecowatt | IP44 economical duct fan | o |  | 541.81 | 5211023600 | SP200100840
TD 500/160 Ecowatt | IP44 economical duct fan | o |  | 541.81 | 5211023700 | SP200100850
TD 800/200 Ecowatt | IP44 economical duct fan | o |  | 625.08 | 5211024400 | SP200100860
TD 1300/250 Ecowatt | IP44 economical duct fan | o |  | 910 | 5211321500 | SP200100870
TD 2000/315 Ecowatt | IP44 economical duct fan | o |  | 1124.18 | 5211310000 | SP200100880
TD SILENT Ecowatt quiet economical in-line mixed-flow fans for circular duct
TD 350/100-125 SILENT Ecowatt | IP44 quiet economical duct fan | o |  | 605.51 | 5211006200 | SP200100910
TD 500/150-160 SILENT Ecowatt | IP44 quiet economical duct fan | o |  | 657.75 | 5211006300 | SP200100920
TD 1000/200 SILENT Ecowatt | IP44 quiet economical duct fan | o |  | 887.05 | 5211006400 | SP200100930
TD 1300/250 SILENT Ecowatt | IP44 quiet economical duct fan | o |  | 1898.67 | 5211988100 | SP200100940
TD 2000/315 SILENT Ecowatt | IP44 quiet economical duct fan | o |  | 2279.72 | 5211988200 | SP200100950
TD SILENT Ecowatt CAV in-line mixed-flow fans for circular duct for constant air volume
TD 500/150-160 SILENT Ecowatt CAV | quiet economical duct fan for constant air volume operation | o |  | 775.01 | 5211006500 | SP200100980
TD 1000/200 SILENT Ecowatt CAV | quiet economical duct fan for constant air volume operation |  |  | 987.54 | 5211006600 | SP200100985
TD in-line mixed-flow fans for circular duct
TD 160/100 N SILENT | IP44 ultra quiet 2-speed duct fan | o |  | 148.04 | 5211318000 | SP200100011
TD 250/100 | IP44 2-speed duct fan | o |  | 162.92 | 5211320600 | SP200100020
TD 350/125 | IP44 2-speed duct fan | o |  | 194.94 | 5211306500 | SP200100030
TD 500/150 3V | IP44 3-speed duct fan | o |  | 225.54 | 5211301100 | SP200102010
TD 500/160 3V | IP44 3-speed duct fan | o |  | 225.54 | 5211301300 | SP200102020
TD 800/200 3V | IP44 3-speed duct fan | o |  | 353.31 | 5211304900 | SP200102040
TD 800/200 N 3V | IP44 3-speed duct fan | o |  | 307.97 | 5211304500 | SP200102030
TD 1000/250 3V | IP44 3-speed duct fan | o |  | 435.17 | 5211308000 | SP200102050
TD 1300/250 3V | IP44 3-speed duct fan | o |  | 493.75 | 5212316900 | SP200102061
TD 2000/315 3V | IP44 3-speed duct fan | o |  | 549.14 | 5211309700 | SP200102070
TD 4000/355 | IP54 2-speed duct fan |  |  | 1587.7 | 5212316500 | SP200100135
TD 6000/400 | IP54 2-speed duct fan | o |  | 2082.91 | 5211016000 | SP200100120
TD 4000/355 TRIF | IP54 2-speed duct fan | o |  | 1643.28 | 5211999900 | SP200100130
TD 6000/400 TRIF | IP54 2-speed duct fan | o |  | 2134.54 | 5211935000 | SP200100140
TD 160/100 NT SILENT | IP44 ultra quiet duct fan with timer | o |  | 190.67 | 5211322200 | SP200100615
TD 250/100 T | IP44 duct fan with timer | o |  | 215.5 | 5211325500 | SP200100022
TD 350/125 T | IP44 duct fan with timer | o |  | 229.11 | 5211324800 | SP200100032
TD 500/150 T | IP44 duct fan with timer |  |  | 270.65 |  | SP200102015
TD 500/160 T | IP44 duct fan with timer |  |  | 270.65 |  | SP200102025
TD 800/200 T | IP44 duct fan with timer |  |  | 368 |  | SP200102045
TD 160/100 N KIT | comlete ventilation kit | o |  | 200.62 | 5211225700 | SP200105010
TD 160/100 NT KIT | comlete ventilation kit | o |  | 247.46 | 5211568000 | SP200105020
TD 250/100 KIT | comlete ventilation kit | o |  | 261.26 | 5211397400 | SP200105030
TD 250/100 T KIT | comlete ventilation kit | o |  | 293.23 | 5211209100 | SP200105040
KTB 160/100 | assembly kit for TD TWIN 160, 250 |  |  | 113.73 |  | PR440100020
KTB 350/125 | assembly kit for TD TWIN |  |  | 126.12 |  | PR440100030
KTB 500/150 | assembly kit for TD TWIN |  |  | 126.12 |  | PR440100040
KTB 500/160 | assembly kit for TD TWIN |  |  | 126.12 |  | PR440100050
KTB 800/200 | assembly kit for TD TWIN |  |  | 130.02 |  | PR440100060
KTB 1000/250 | assembly kit for TD TWIN 1000, 1300 |  |  | 138.61 |  | PR440100010
KTB 2000/315 | assembly kit for TD TWIN |  |  | 155.79 |  | PR440100070
MBR 350/125 | assembly kit for TDx2 |  |  | 23.23 | 5418001300 | SP441101020
MBR 500/150 | assembly kit for TDx2 |  |  | 28.96 | 5418002100 | SP441101030
MBR 500/160 | assembly kit for TDx2 |  |  | 28.96 | 5418003900 | SP441101040
MBR 800/200 | assembly kit for TDx2 |  |  | 37.69 | 5418004700 | SP441101050
MBR 1000+1300/250 | assembly kit for TDx2 |  |  | 52.1 | 5418005400 | SP441101060
MBR 250-350 S | assembly kit for TDx2 Silent |  |  | 22.34 | 5418062700 | SP441101120
MBR 500 S | assembly kit for TDx2 Silent |  |  | 27.98 | 5418062800 | SP441101130
MBR 800-1000 S | assembly kit for TDx2 Silent |  |  | 36.42 | 5418062900 | SP441101150
CAB acoustic cabinet duct fans
CAB 100 | IP44 acoustic cabinet radial fan |  |  | 576.6 | 5113862300 | SP233100000
CAB 125 | IP44 acoustic cabinet radial fan |  |  | 594.95 | 5113210800 | SP233100010
CAB 150 | IP44 acoustic cabinet radial fan |  |  | 627.9 | 5113862400 | SP233100015
CAB 160 | IP44 acoustic cabinet radial fan | o |  | 627.9 | 5113211600 | SP233100020
CAB 200 | IP44 acoustic cabinet radial fan | o |  | 732.9 | 5113212400 | SP233100030
CAB 250 N | IP44 acoustic cabinet radial fan | o |  | 1142.96 | 5113216500 | SP233100045
CAB 315 RE | IP44 acoustic cabinet radial fan | o |  | 1470.73 | 5148515100 | SP233100053
CAB 355 RE | IP55 acoustic cabinet radial fan | o |  | 1808.64 | 5148550400 | SP233100056
CAB 400 RE | IP55 acoustic cabinet radial fan | o |  | 1813.2 | 5148550500 | SP233100061
CAB 125 Plus | IP44 acoustic cabinet radial fan | o |  | 661.98 | 5113220700 | SP233100090
CAB 160 Plus | IP44 acoustic cabinet radial fan |  |  | 841.42 | 5113217300 | SP233100070
CAB 250 N Plus | IP44 acoustic cabinet radial fan |  |  | 1363.62 | 5113867400 | SP233100080
CAB 315 Plus | IP44 acoustic cabinet radial fan |  |  | on request
CAB B acoustic cabinet duct fans
CAB-125 B | IP44 acoustic cabinet radial fan |  |  | 795 |  | SP233101010
CAB-150 B | IP44 acoustic cabinet radial fan |  |  | 864.05 |  | SP233101020
CAB-160 B | IP44 acoustic cabinet radial fan |  |  | 864.05 |  | SP233101030
CAB-200 B | IP44 acoustic cabinet radial fan |  |  | 956.33 |  | SP233101040
CAB-250 B | IP44 acoustic cabinet radial fan |  |  | 1174.64 |  | SP233101050
CAB Ecowatt economical acoustic cabinet duct fans
CAB 125 Ecowatt | IP44 economical acoustic cabinet radial fan | o |  | 1069.97 | 5113862800 | SP233102010
CAB 150 Ecowatt | IP44 economical acoustic cabinet radial fan |  |  | 1158.36 | 5113862900 | SP233102020
CAB 160 Ecowatt | IP44 economical acoustic cabinet radial fan |  |  | 1158.36 | 5113863000 | SP233102030
CAB 200 Ecowatt | IP44 economical acoustic cabinet radial fan | o |  | 1489.27 | 5113863100 | SP233102040
CAB 250 Ecowatt | IP44 economical acoustic cabinet radial fan |  |  | 1915.95 | 5113863200 | SP233102050
CAB 315 Ecowatt | IP44 economical acoustic cabinet radial fan |  |  | 3283.79 | 5113863300 | SP233102060
CAB 355 Ecowatt | IP44 economical acoustic cabinet radial fan |  |  | 3760.27 | 5113863400 | SP233102070
CAB 400 Ecowatt | IP44 economical acoustic cabinet radial fan |  |  | 3829.88 | 5113864300 | SP233102080
CAB Ecowatt Plus programmable economical acoustic cabinet duct fans
CAB 125 Ecowatt Plus | IP44 economical acoustic cabinet radial fan |  |  | 1514.95 | 5113866500 | SP233103010
CAB 150 Ecowatt Plus | IP44 economical acoustic cabinet radial fan |  |  | 1611.08 | 5113866600 | SP233103020
CAB 160 Ecowatt Plus | IP44 economical acoustic cabinet radial fan |  |  | 1611.08 | 5113866700 | SP233103030
CAB 200 Ecowatt Plus | IP44 economical acoustic cabinet radial fan |  |  | 1894.87 | 5113864800 | SP233103040
CAB 250 Ecowatt Plus | IP44 economical acoustic cabinet radial fan |  |  | 2248.79 | 5113866800 | SP233103050
CAB 315 Ecowatt Plus | IP44 economical acoustic cabinet radial fan |  |  | 3581.29 | 5113866900 | SP233103060
CAB 355 Ecowatt Plus | IP44 economical acoustic cabinet radial fan |  |  | 4124.74 | 5113867000 | SP233103070
CAB 400 Ecowatt Plus | IP44 economical acoustic cabinet radial fan |  |  | 4149.86 | 5113867100 | SP233103080
CHVB / CHVT kitchen acoustic cabinet fans
CHVB/4 3000/315 | IP55 kitchen acoustic cabinet fan |  |  | 3088.34 | 5148139200 | SP231100010
CHVB/4 4000/355 | IP55 kitchen acoustic cabinet fan |  |  | 3432.54 | 5148139300 | SP231100020
CHVB/4 6000/400 | IP55 kitchen acoustic cabinet fan |  |  | 3826.5 | 5148139400 | SP231100030
CHVT/4 3000/315 | IP55 kitchen acoustic cabinet fan |  |  | 3031.17 | 5148138900 | SP231100110
CHVT/4 4000/355 | IP55 kitchen acoustic cabinet fan |  |  | 3367.76 | 5148139000 | SP231100120
CHVT/4 6000/400 | IP55 kitchen acoustic cabinet fan |  |  | 3869.49 | 5148139100 | SP231100130
Accessories for CHVB / CHVT fans
CHV 3000/315 | circular coupling flange for CHVB/T 3000 |  |  | 112.89 |  | PR191101210
CHV 4000/355 | circular coupling flange for CHVB/T 4000 |  |  | 123.17 |  | PR191101220
CHV 6000/400 | circular coupling flange for CHVB/T 6000 |  |  | 133.45 |  | PR191101230
CSC 3000 | roof for CHVB/T 3000 |  |  | 75.34 |  | PR536100010
CSC 4000 | roof for CHVB/T 4000 |  |  | 90.83 |  | PR536100020
CSC 6000 | roof for CHVB/T 6000 |  |  | 99.04 |  | PR536100030
CVAB-N / CVAT-N acoustic cabinet duct radial fans
CVAB/4-1400/250 N | IP55 acoustic cabinet radial fan |  |  | 1500.63 | 5137825400 | SP235100210
CVAB/4-2000/315 N | IP55 acoustic cabinet radial fan |  |  | 1623.24 | 5137825500 | SP235100220
CVAB/4-3000/355 N | IP55 acoustic cabinet radial fan | o |  | 1651.07 | 5137825600 | SP235100230
CVAB/4-4000/400 N | IP55 acoustic cabinet radial fan | o |  | 1969.32 | 5137825700 | SP235100240
CVAB/4-6000/450 N | IP55 acoustic cabinet radial fan | o |  | 2308.92 | 5137823500 | SP235100250
CVAB/4-9000/500 N | IP55 acoustic cabinet radial fan |  |  | 2365.1 | 5137825800 | SP235100260
CVAT/4-1400/250N | IP55 acoustic cabinet radial fan |  |  | 1588.55 | 5137823700 | SP235102010
CVAT/4-2000/315N | IP55 acoustic cabinet radial fan |  |  | 1632.86 | 5137823800 | SP235102020
CVAT/4-3000/355N | IP55 acoustic cabinet radial fan |  |  | 1679.66 | 5137823900 | SP235102030
CVAT/4-4000/400N | IP55 acoustic cabinet radial fan |  |  | 1970.16 | 5137824000 | SP235102040
CVAT/4-6000/450N | IP55 acoustic cabinet radial fan |  |  | 2371.68 | 5137824100 | SP235102050
CVAT/4-9000/500N | IP55 acoustic cabinet radial fan | o |  | 2437.48 | 5137824200 | SP235102060
CVAT/4-12000/560N | IP55 acoustic cabinet radial fan | o |  | 2922.41 | 5137824300 | SP235102070
CVAT/4-16000/630N | IP55 acoustic cabinet radial fan | o |  | 3225.49 | 5137824400 | SP235102080
CVAT/4-20000/710N | IP55 acoustic cabinet radial fan |  |  | 5192.13 |  | SP235102090
CVAT/6-15000/710N | IP55 acoustic cabinet radial fan |  |  | 4561.23 | 5137824500 | SP235102110
CVAT/6-19000/800N | IP55 acoustic cabinet radial fan |  |  | 4917.02 |  | SP235102120
CVAB-N / CVAT-N Ekonovent acoustic cabinet economical duct radial fans
CVAB/6-1400/250 N Ekonovent | IP54 acoustic cabinet economical duct radial fan |  |  | 1709.56 |  | SP235200010
CVAB/6-2000/315 N Ekonovent | IP54 acoustic cabinet economical duct radial fan |  |  | 1789.49 |  | SP235200020
CVAB/10-3000/355 N Ekonovent | IP54 acoustic cabinet economical duct radial fan |  |  | 2530.94 |  | SP235200030
CVAB/10-4000/400 N Ekonovent | IP54 acoustic cabinet economical duct radial fan |  |  | 2631.25 |  | SP235200040
CVAT/10-6000/450 N Ekonovent | IP54 acoustic cabinet economical duct radial fan |  |  | 2773.05 |  | SP235200050
CVAT/10-9000/500 N Ekonovent | IP54 acoustic cabinet economical duct radial fan |  |  | 3473.89 |  | SP235200060
CVAT/10-12000/560 N Ekonovent | IP54 acoustic cabinet economical duct radial fan |  |  | 4173.37 |  | SP235200070
CVAT/10-15000/630 N Ekonovent | IP54 acoustic cabinet economical duct radial fan |  |  | 4874.17 |  | SP235200080
CVAT/10-16000/710 N Ekonovent | IP54 acoustic cabinet economical duct radial fan |  |  | 5137.17 |  | SP235200090
CVAB-N / CVAT-N Ecowatt acoustic cabinet economical duct radial fans
CVAB-1400/250 N Ecowatt | IP44 acoustic cabinet economical duct radial fan |  |  | 1743.54 | 5137829600 | SP235100310
CVAB-2000/315 N Ecowatt | IP44 acoustic cabinet economical duct radial fan |  |  | 1964.43 | 5137829700 | SP235100320
CVAB-3000/355 N Ecowatt | IP44 acoustic cabinet economical duct radial fan |  |  | 2038.27 | 5137829800 | SP235100330
CVAB-4000/400 N Ecowatt | IP44 acoustic cabinet economical duct radial fan | o |  | 2390.97 | 5137829900 | SP235100340
CVAB-6000/450 N Ecowatt | IP44 acoustic cabinet economical duct radial fan |  |  | 3218.5 | 5137830000 | SP235100350
CVAT-9000/500 N Ecowatt | IP44 acoustic cabinet economical duct radial fan |  |  | 3602.36 |  | SP235100360
CVAT-12000/560 N Ecowatt | IP44 acoustic cabinet economical duct radial fan |  |  | 4383.52 |  | SP235100370
CSC - N roofs for CVAB-N/CVAT-N (Ecowatt, Ekonovent)
CSC 250/315 N | roof |  |  | 65.2 |  | PR536101010
CSC 355/400 N | roof |  |  | 70.17 |  | PR536101020
CSC 450 N | roof |  |  | 77.82 |  | PR536101030
CSC 500 N | roof |  |  | 84.4 |  | PR536101040
CSC 560 N | roof |  |  | 118.99 |  | PR536101050
CSC 630 N | roof |  |  | 153.26 |  | PR536101060
CSC 710 n | roof |  |  | 197.24 |  | PR536101070
CVB Slimbox acoustic cabinet duct radial fans
CVB 350/125 Slimbox | IP44 acoustic cabinet duct radial fan | o |  | 670.9 | 5137282900 | SP229100010
CVB 600/150-160 Slimbox | IP44 acoustic cabinet duct radial fan | o |  | 805.47 | 5137283700 | SP229100030
CVB 900/200 Slimbox | IP44 acoustic cabinet duct radial fan | o |  | 931.97 | 5137284500 | SP229100040
CVB 1100/250 Slimbox | IP44 acoustic cabinet duct radial fan |  |  | 1094.89 | 5137285200 | SP229100050
CVB/CVT Centribox acoustic cabinet duct radial fans
CVB-180/180 NT 72W | IP44 acoustic cabinet duct radial fan |  |  | 1113.43 | 5137100300 | SP230100020
CVB/4-180/180 RE 147W | IP44 acoustic cabinet duct radial fan |  |  | 1167.37 |  | SP230100031
CVB-240/240 N RE 200W | IP55 acoustic cabinet duct radial fan |  |  | 1348.27 |  | SP230100045
CVB-240/240 N RE 245W | IP55 acoustic cabinet duct radial fan |  |  | 1386.52 | 5137119300 | SP230100050
CVB/4-240/240 NT 373W | IP44 acoustic cabinet duct radial fan |  |  | 1459.84 | 5137130000 | SP230100055
CVB/4-240/240 NT 550W | IP44 acoustic cabinet duct radial fan |  |  | 1468.43 |  | SP230100056
CVB-270/200 N RE 245W | IP55 acoustic cabinet duct radial fan |  |  | 1542.13 | 5137217600 | SP230100058
CVB-270/200 N RE 515W | IP55 acoustic cabinet duct radial fan |  |  | 1613.8 | 5137215600 | SP230100062
CVB/4-270/200 N 373W | IP20 acoustic cabinet duct radial fan | o |  | 1595.5 | 5137150800 | SP230100061
CVB-270/270 NT 245W | IP44 acoustic cabinet duct radial fan |  |  | 1732.13 | 5137216500 | SP230100071
CVB-270/270 RE 515W | IP55 acoustic cabinet duct radial fan |  |  | 1880.51 | 5137215300 | SP230100075
CVB/4-270/270 N 550W | IP20 acoustic cabinet duct radial fan | o |  | 1682.71 | 5137171400 | SP230100078
CVB-320/240 NT 736W | IP44 acoustic cabinet duct radial fan | o |  | 2093.05 | 5137217700 | SP230100090
CVT-320/240 NT 1100W | IP44 acoustic cabinet duct radial fan |  |  | 2132.76 | 5137218100 | SP230100171
CVT-380/380 NT 2200W | IP55 acoustic cabinet duct radial fan |  |  | 2634.53 | 5148591100 | SP230100190
Accessories for CVB / CVT
CSC 180 | roof for CVB 180 Centribox |  |  | 64.07 |  | SP415100010
CSC 240 | roof for CVB 240 Centribox |  |  | 66 |  | SP415100020
CSC 270 | roof for CVB 270 Centribox |  |  | 67.36 |  | SP415100030
CSC 320 | roof for CVB / CVT 320 Centribox |  |  | 69.23 |  | SP415100040
CSC 380 | roof for CVT 380 Centribox |  |  | 123.92 |  | SP415100050
JETLINE in-line mixed-flow fans for circular duct
JETLINE 100 | IP44 in-line mixed-flow duct fan | o |  | 249.43 | 5145895600 | SP204100010
JETLINE 125 | IP44 in-line mixed-flow duct fan | o |  | 255.86 | 5145895700 | SP204100020
JETLINE 150 | IP44 in-line mixed-flow duct fan | o |  | 306.7 | 5145895800 | SP204100030
JETLINE 160 | IP44 in-line mixed-flow duct fan | o |  | 306.7 | 5145895900 | SP204100040
JETLINE 200 | IP44 in-line mixed-flow duct fan | o |  | 403.3 | 5145896000 | SP204100050
JETLINE 250 | IP44 in-line mixed-flow duct fan | o |  | 431.65 | 5145896100 | SP204100060
JETLINE 315 | IP44 in-line mixed-flow duct fan | o |  | 489.76 | 5145896200 | SP204100070
JETLINE Ecowatt in-line mixed-flow fans for circular duct
JETLINE 100 Ecowatt | IP44 economical in-line mixed-flow duct fan | o |  | 319.84 | 5145897700 | SP204101010
JETLINE 125 Ecowatt | IP44 economical in-line mixed-flow duct fan | o |  | 324.25 | 5145897800 | SP204101020
JETLINE 150 Ecowatt | IP44 economical in-line mixed-flow duct fan |  |  | 602.13 | 5145897900 | SP204101030
JETLINE 160 Ecowatt | IP44 economical in-line mixed-flow duct fan | o |  | 602.13 | 5145898000 | SP204101040
JETLINE 200 Ecowatt | IP44 economical in-line mixed-flow duct fan | o |  | 693.47 | 5145898100 | SP204101050
JETLINE 250 Ecowatt | IP44 economical in-line mixed-flow duct fan |  |  | 766.28 | 5145898200 | SP204101060
JETLINE 315 Ecowatt | IP44 economical in-line mixed-flow duct fan | o |  | 1345.5 | 5145898300 | SP204101070
KABT kitchen acoustic cabinet fans
KABT/4-3000/315 | IP55 acoustic cabinet radial fan | o |  | 2519.16 | 5148518700 | SP281300010
KABT/4-4000/355 | IP55 acoustic cabinet radial fan | o |  | 2705.08 | 5148518800 | SP281300020
KABT/4-6000/450 | IP55 acoustic cabinet radial fan | o |  | 3008.78 | 5148518900 | SP281300030
KABT/4-9000/500 | IP55 acoustic cabinet radial fan |  |  | 3546.51 | 5148519000 | SP281300040
KABT/4-12000/560 | IP55 acoustic cabinet radial fan |  |  | 3707.93 | 5148518600 | SP281300050
KABB / KABT Ecowatt economical kitchen acoustic cabinet fans
KABB-3000/315 Ecowatt | IP55 economical acoustic cabinet radial fan |  |  | 3085.19 | 5148005000 | SP281300210
KABB-4000/355 Ecowatt | IP55 economical acoustic cabinet radial fan |  |  | 3335.89 | 5148005200 | SP281300220
KABB-6000/450 Ecowatt | IP55 economical acoustic cabinet radial fan |  |  | 3726.14 | 5148005300 | SP281300230
KABT-9000/500 Ecowatt | IP55 economical acoustic cabinet radial fan |  |  | 4404.08 | 5148005400 | SP281300240
KABT-12000/560 Ecowatt | IP55 economical acoustic cabinet radial fan |  |  | 5130.88 | 5148005500 | SP281300250
Accessories for KABB / KABT, KABB / KABT Ecowatt
CHV-KABT 3000 | outlet circular coupling flange for KABB / KABT |  |  | 130.3 |  | PR191101110
CHV-KABT 4000 | outlet circular coupling flange for KABB / KABT |  |  | 141.05 |  | PR191101120
CHV-KABT 6000 | outlet circular coupling flange for KABB / KABT |  |  | 151.99 |  | PR191101130
CHV-KABT 9000 | outlet circular coupling flange for KABB / KABT |  |  | 182.36 |  | PR191101140
CHV-KABT 12000 | outlet circular coupling flange for KABB / KABT |  |  | 195.41 |  | PR191101150
CTI-KABT 3000 | roof for KABB / KABT |  |  | 42.48 |  | PR191101010
CTI-KABT 4000 | roof for KABB / KABT |  |  | 54.54 |  | PR191101020
CTI-KABT 6000 | roof for KABB / KABT |  |  | 62.1 |  | PR191101030
CTI-KABT 9000 | roof for KABB / KABT |  |  | 71.53 |  | PR191100140
CTI-KABT 12000 | roof for KABB / KABT |  |  | 79 |  | PR191100150
IAE-KABT 3000 | flexible connection for KABB / KABT |  |  | 45.25 |  | PR190204010
IAE-KABT 4000 | flexible connection for KABB / KABT |  |  | 48.96 |  | PR190204020
IAE-KABT 6000 | flexible connection for KABB / KABT |  |  | 56.47 |  | PR190204030
IAE-KABT 9000 | flexible connection for KABB / KABT |  |  | 64.02 |  | PR190204040
IAE-KABT 12000 | flexible connection for KABB / KABT |  |  | 71.53 |  | PR190204050
RK plastic radial fans for circular duct
RK 100 L | IP44 plastic radial fan | o |  | 196.3 |  | URB110100010
RK 125 L | IP44 plastic radial fan | o |  | 196.3 |  | URB110100020
RK 160 | IP44 plastic radial fan | o |  | 256.76 |  | URB110100040
RK 160 L | IP44 plastic radial fan | o |  | 290.55 |  | URB110100042
RK 200 | IP44 plastic radial fan | o |  | 293.6 |  | URB110100050
RK 315 | IP44 plastic radial fan | o |  | 471.83 |  | RB110100090
RK 315 L | IP44 plastic radial fan | o |  | 582.23 |  | RB110100080
RM N metal radial fans for circular duct
RM 100 NK | IP44 metal radial fan | o |  | 187.8 | 5145889700 | SP202102110
RM 125 NK | IP44 metal radial fan | o |  | 187.8 | 5145890000 | SP202102120
RM 150 NK | IP44 metal radial fan | o |  | 222.49 | 5145889000 | SP202102130
RM 160 NK | IP44 metal radial fan | o |  | 222.49 | 5145889300 | SP202102140
RM 200 NK | IP44 metal radial fan | o |  | 267.74 | 5145888500 | SP202102150
RM 250 NK | IP44 metal radial fan | o |  | 280.69 | 5145888200 | SP202102160
RM 315 NK | IP44 metal radial fan | o |  | 368.89 | 5145887900 | SP202102170
RM 355 N | IP54 metal radial fan | o |  | 1171.73 | 5145888600 | SP202102080
RM 400 N | IP54 metal radial fan | o |  | 1364.89 | 5145888700 | SP202102090
RM support U | assembly kit for RM NK | o |  | 9.95 |  | ED300200010
RM Ecowatt economical metal radial fans for circular duct
RM 100 Ecowatt | IP44 economical metal radial fan | o |  | 270.74 | 5145880000 | SP202200010
RM 125 Ecowatt | IP44 economical metal radial fan | o |  | 284.64 | 5145880100 | SP202200020
RM 150 Ecowatt | IP44 economical metal radial fan | o |  | 539.14 | 5145880200 | SP202200030
RM 160 Ecowatt | IP44 economical metal radial fan | o |  | 539.14 | 5145880300 | SP202200040
RM 200 Ecowatt | IP44 economical metal radial fan | o |  | 612.03 | 5145880400 | SP202200050
RM 250 Ecowatt | IP44 economical metal radial fan | o |  | 718.07 | 5145880500 | SP202200060
RM 315 Ecowatt | IP44 economical metal radial fan | o |  | 1294.2 | 5145880600 | SP202200070
RM 355 Ecowatt | IP44 economical metal radial fan | o |  | 2471.14 | 5145880700 | SP202200080
RM 400 Ecowatt | IP44 economical metal radial fan | o |  | 2966.58 | 5145880800 | SP202200090
RMQ wall radial fans
RMQ 100 N | IP44 wall radial fan | o |  | 317.35 | 5145889600 | SP203100110
RMQ 125 N | IP44 wall radial fan | o |  | 317.35 | 5145889900 | SP203100120
RMQ 150 N | IP44 wall radial fan |  |  | 395.08 | 5145888900 | SP203100130
RMQ 160 N | IP44 wall radial fan | o |  | 395.08 | 5145889200 | SP203100140
RMQ 200 N | IP44 wall radial fan | o |  | 468.5 | 5145888400 | SP203100150
RMQ 250 N | IP44 wall radial fan | o |  | 515.58 | 5145888100 | SP203100160
RMQ 315 N | IP44 wall radial fan | o |  | 616.17 | 5145887800 | SP203100170
CHAP. 1.4 FANS FOR RECTANGULAR DUCT
ILB / ILT radial fans for rectangular duct
ILB/4-200 | IP55, 70°C, radial fan for rectangular duct | o |  | 831 | 5132000000 | SP280100010
ILT/4-200 | IP55, 70°C, radial fan for rectangular duct | o |  | 855.93 | 5132502500 | SP281100100
ILB/4-225 | IP55, 70°C, radial fan for rectangular duct | o |  | 1063.68 | 5132001800 | SP280100020
ILB/6-225 | IP55, 75°C, radial fan for rectangular duct |  |  | 1179.43 | 5132005900 | SP280100040
ILT/4-225 | IP55, 70°C, radial fan for rectangular duct | o |  | 963.89 | 5132503300 | SP281100110
ILT/6-225 | IP55, 75°C, radial fan for rectangular duct |  |  | 981.4 | 5132507400 | SP281100150
ILB/4-250 | IP55, 40°C, radial fan for rectangular duct | o |  | 1314.47 | 5132002600 | SP280100030
ILB/6-250 | IP55, 50°C, radial fan for rectangular duct |  |  | 1195.48 | 5132003400 | SP280100050
ILT/4-250 | IP55, 50°C, radial fan for rectangular duct | o |  | 1258.1 | 5132504100 | SP281100120
ILT/6-250 | IP55, 60°C, radial fan for rectangular duct |  |  | 1068.66 | 5132508200 | SP281100160
ILB/6-285 | IP55, 60°C, radial fan for rectangular duct | o |  | 1492.75 | 5132004200 | SP280100060
ILT/4-285 | IP55, 60°C, radial fan for rectangular duct | o |  | 1596.76 | 5132505800 | SP281100130
ILT/6-285 | IP55, 70°C, radial fan for rectangular duct | o |  | 1305.65 | 5132509000 | SP281100170
ILB/6-315 | IP55, 60°C, radial fan for rectangular duct | o |  | 1736.5 | 5132006700 | SP280100070
ILT/4-315 | IP55, 45°C, radial fan for rectangular duct | o |  | 1968.05 | 5132506600 | SP281100140
ILT/6-315 | IP55, 75°C, radial fan for rectangular duct |  |  | 1667.12 | 5132510800 | SP281100180
ILB/6-355 | IP55, 60°C, radial fan for rectangular duct | o |  | 2770.19 | 5132007500 | SP280100080
ILT/4-355 | IP55, 60°C, radial fan for rectangular duct | o |  | 3358.56 | 5132892200 | SP281100250
ILT/6-355 | IP55, 70°C, radial fan for rectangular duct |  |  | 2117.22 | 5132511600 | SP281100190
ILT/8-355 | IP55, 70°C, radial fan for rectangular duct |  |  | 2321.17 | 5132512400 | SP281100220
ILT/4-400 | IP55, 60°C, radial fan for rectangular duct |  |  | 4444.68 | 5132892400 | SP281100260
ILT/6-400 | IP55, 60°C, radial fan for rectangular duct | o |  | 3186.25 | 5132501700 | SP281100200
ILT/8-400 | IP55, 40°C, radial fan for rectangular duct |  |  | 3124.95 | 5132513200 | SP281100230
ILT/4-450 | IP55, 60°C, radial fan for rectangular duct |  |  | 5684.99 | 5132892500 | SP281100270
ILT/6-450 | IP55, 40°C, radial fan for rectangular duct | o |  | 3757.87 | 5132500900 | SP281100210
ILT/8-450 | IP55, 70°C, radial fan for rectangular duct |  |  | 4198.02 | 5132514000 | SP281100240
ILHB / ILHT Ecowatt economical radial fans for rectangular duct
ILHB-355 CC Ecowatt CAV | IP55, 120°C, economical radial fan for rectangular duct |  |  | 3901.03 | 5133859500 | SP282120020
ILHB-355 CC Ecowatt COP | IP55, 120°C, economical radial fan for rectangular duct |  |  | 3306.88 | 5133859600 | SP282120030
ILHB-355 CC Ecowatt VAV | IP55, 120°C, economical radial fan for rectangular duct |  |  | 3165.97 | 5133859700 | SP282120010
ILHB-355 MV Ecowatt CAV | IP55, 120°C, economical radial fan for rectangular duct |  |  | 3645.88 | 5133861300 | SP282120220
ILHB-355 MV Ecowatt COP | IP55, 120°C, economical radial fan for rectangular duct |  |  | 3051.82 | 5133861400 | SP282120230
ILHB-355 MV Ecowatt VAV | IP55, 120°C, economical radial fan for rectangular duct |  |  | 2910.86 | 5133861500 | SP282120210
ILHB-400 CC Ecowatt CAV | IP55, 120°C, economical radial fan for rectangular duct |  |  | 4101.18 | 5133859800 | SP282120050
ILHB-400 CC Ecowatt COP | IP55, 120°C, economical radial fan for rectangular duct |  |  | 3507.12 | 5133859900 | SP282120060
ILHB-400 CC Ecowatt VAV | IP55, 120°C, economical radial fan for rectangular duct |  |  | 3366.21 | 5133860000 | SP282120040
ILHB-400 MV Ecowatt CAV | IP55, 120°C, economical radial fan for rectangular duct |  |  | 3847.85 | 5133861600 | SP282120250
ILHB-400 MV Ecowatt COP | IP55, 120°C, economical radial fan for rectangular duct |  |  | 2543.1 | 5133861700 | SP282120260
ILHB-400 MV Ecowatt VAV | IP55, 120°C, economical radial fan for rectangular duct |  |  | 3110.35 | 5133861800 | SP282120240
ILHB-450 CC Ecowatt CAV | IP55, 120°C, economical radial fan for rectangular duct |  |  | 4454.44 | 5133860100 | SP282120080
ILHB-450 CC Ecowatt COP | IP55, 120°C, economical radial fan for rectangular duct |  |  | 3860.29 | 5133860200 | SP282120090
ILHB-450 CC Ecowatt VAV | IP55, 120°C, economical radial fan for rectangular duct |  |  | 3719.43 | 5133860300 | SP282120070
ILHB-450 MV Ecowatt CAV | IP55, 120°C, economical radial fan for rectangular duct |  |  | 4161.69 | 5133861900 | SP282120280
ILHB-450 MV Ecowatt COP | IP55, 120°C, economical radial fan for rectangular duct |  |  | 3567.68 | 5133862000 | SP282120290
ILHB-450 MV Ecowatt VAV | IP55, 120°C, economical radial fan for rectangular duct |  |  | 3426.72 | 5133862100 | SP282120270
ILHT-500 CC Ecowatt CAV | IP55, 120°C, economical radial fan for rectangular duct |  |  | 5352.38 | 5133860400 | SP282120110
ILHT-500 CC Ecowatt COP | IP55, 120°C, economical radial fan for rectangular duct |  |  | 4758 | 5133860500 | SP282120120
ILHT-500 CC Ecowatt VAV | IP55, 120°C, economical radial fan for rectangular duct |  |  | 4617.04 | 5133860600 | SP282120100
ILHT-500 MV Ecowatt CAV | IP55, 120°C, economical radial fan for rectangular duct |  |  | 5021.74 | 5133862200 | SP282120310
ILHT-500 MV Ecowatt COP | IP55, 120°C, economical radial fan for rectangular duct |  |  | 4427.41 | 5133862300 | SP282120320
ILHT-500 MV Ecowatt VAV | IP55, 120°C, economical radial fan for rectangular duct |  |  | 4286.4 | 5133862400 | SP282120300
ILHT-630 CC Ecowatt CAV | IP55, 120°C, economical radial fan for rectangular duct |  |  | 6334.15 | 5133860700 | SP282120140
ILHT-630 CC Ecowatt COP | IP55, 120°C, economical radial fan for rectangular duct |  |  | 5739.81 | 5133860800 | SP282120150
ILHT-630 CC Ecowatt VAV | IP55, 120°C, economical radial fan for rectangular duct |  |  | 5598.76 | 5133860900 | SP282120130
ILHT-630 MV Ecowatt CAV | IP55, 120°C, economical radial fan for rectangular duct |  |  | 5926.58 | 5133862500 | SP282120340
ILHT-630 MV Ecowatt COP | IP55, 120°C, economical radial fan for rectangular duct |  |  | 5332.29 | 5133862600 | SP282120350
ILHT-630 MV Ecowatt VAV | IP55, 120°C, economical radial fan for rectangular duct |  |  | 5191.24 | 5133862700 | SP282120330
ILHT-710 CC Ecowatt CAV | IP55, 120°C, economical radial fan for rectangular duct |  |  | 7747.9 | 5133861000 | SP282120170
ILHT-710 CC Ecowatt COP | IP55, 120°C, economical radial fan for rectangular duct |  |  | 7153.52 | 5133861100 | SP282120180
ILHT-710 CC Ecowatt VAV | IP55, 120°C, economical radial fan for rectangular duct |  |  | 7012.51 | 5133861200 | SP282120160
ILHT-710 MV Ecowatt CAV | IP55, 120°C, economical radial fan for rectangular duct |  |  | 7310.67 | 5133862800 | SP282120370
ILHT-710 MV Ecowatt COP | IP55, 120°C, economical radial fan for rectangular duct |  |  | 6716.38 | 5133862900 | SP282120380
ILHT-710 MV Ecowatt VAV | IP55, 120°C, economical radial fan for rectangular duct |  |  | 6575.37 | 5133863000 | SP282120360
ILHT radial fans for rectangular duct
ILHT/4-355 CC | IP55, 120 °C, radial fan for rectangular duct |  |  | 2078.36 | 5133739000 | SP282110010
ILHT/6-355 CC | IP55, 120 °C, radial fan for rectangular duct |  |  | 2101.31 | 5133739500 | SP282110020
ILHT/4-355 MV | IP55, 120 °C, radial fan for rectangular duct |  |  | 1773.02 | 5133740900 | SP282110210
ILHT/6-355 MV | IP55, 120 °C, radial fan for rectangular duct |  |  | 1795.97 | 5133745000 | SP282110220
ILHT/4-400 CC | IP55, 120 °C, radial fan for rectangular duct |  |  | 2238.98 | 5133739100 | SP282110030
ILHT/6-400 CC | IP55, 120 °C, radial fan for rectangular duct |  |  | 2242.59 | 5133739600 | SP282110040
ILHT/4-400 MV | IP55, 120 °C, radial fan for rectangular duct |  |  | 1909.8 | 5133741000 | SP282110230
ILHT/6-400 MV | IP55, 120 °C, radial fan for rectangular duct |  |  | 1913.32 | 5133746000 | SP282110240
ILHT/4-450 CC | IP55, 120 °C, radial fan for rectangular duct |  |  | 2651.85 | 5133739200 | SP282110050
ILHT/6-450 CC | IP55, 120 °C, radial fan for rectangular duct |  |  | 2449.55 | 5133739700 | SP282110060
ILHT/4-450 MV | IP55, 120 °C, radial fan for rectangular duct |  |  | 2272.4 | 5133742000 | SP282110250
ILHT/6-450 MV | IP55, 120 °C, radial fan for rectangular duct |  |  | 2070.19 | 5133747000 | SP282110260
ILHT/4-500 CC | IP55, 120 °C, radial fan for rectangular duct |  |  | 3297.64 | 5133739300 | SP282110070
ILHT/6-500 CC | IP55, 120 °C, radial fan for rectangular duct |  |  | 3042.67 | 5133739800 | SP282110080
ILHT/4-500 MV | IP55, 120 °C, radial fan for rectangular duct |  |  | 2861.72 | 5133743000 | SP282110270
ILHT/6-500 MV | IP55, 120 °C, radial fan for rectangular duct |  |  | 2606.79 | 5133748000 | SP282110280
ILHT/4-560 CC | IP55, 120 °C, radial fan for rectangular duct |  |  | 3747.54 | 5133739400 | SP282110090
ILHT/6-560 CC | IP55, 120 °C, radial fan for rectangular duct |  |  | 3614.66 | 5133739900 | SP282110100
ILHT/4-560 MV | IP55, 120 °C, radial fan for rectangular duct |  |  | 3252.34 | 5133744000 | SP282110290
ILHT/6-560 MV | IP55, 120 °C, radial fan for rectangular duct |  |  | 3101.95 | 5133749000 | SP282110300
ILHT/6-630 CC | IP55, 120 °C, radial fan for rectangular duct |  |  | 4311.28 | 5133740000 | SP282110110
ILHT/6-630 MV | IP55, 120 °C, radial fan for rectangular duct |  |  | 3802.42 | 5133750000 | SP282110310
ILHT/6-710 CC | IP55, 120 °C, radial fan for rectangular duct |  |  | 5689.68 | 5133740100 | SP282110120
ILHT/6-710 MV | IP55, 120 °C, radial fan for rectangular duct |  |  | 5083.23 | 5133751000 | SP282110320
ILHT/6-800 CC | IP55, 120 °C, radial fan for rectangular duct |  |  | 6655.4 | 5133740200 | SP282110130
ILHT/6-800 MV | IP55, 120 °C, radial fan for rectangular duct |  |  | 6126.31 | 5133752000 | SP282110330
Accessories for ILHT
ACOPEL 355 BR | flexible connection |  |  | 60.13 | 5138921000 | SP426100110
ACOPEL 400 BR | flexible connection |  |  | 65.24 | 5138921100 | SP426100120
ACOPEL 450 BR | flexible connection |  |  | 69.14 | 5138921200 | SP426100130
ACOPEL 500 BR | flexible connection |  |  | 74.54 | 5138921300 | SP426100140
ACOPEL 560 BR | flexible connection |  |  | 78.62 | 5138921400 | SP426100150
ACOPEL 630 BR | flexible connection |  |  | 84.44 | 5138921500 | SP426100160
ACOPEL 710 BR | flexible connection |  |  | 105.71 | 5138921600 | SP426100170
ACOPEL 800 BR | flexible connection |  |  | 113.64 | 5138921700 | SP426100180
ILAR 355 | flexible connection |  |  | 98.24 | 5133754500 | SP282210305
ILAR 400 | flexible connection |  |  | 104.3 | 5133754600 | SP282210310
ILAR 450 | flexible connection |  |  | 113.22 | 5133754700 | SP282210315
ILAR 500 | flexible connection |  |  | 107.82 | 5133754800 | SP282210320
ILAR 560 | flexible connection |  |  | 115.66 | 5133754900 | SP282210325
ILAR 630 | flexible connection |  |  | 135.84 | 5133755000 | SP282210330
ILAR 710 | flexible connection |  |  | 154.52 | 5133755100 | SP282210335
ILAR 800 | flexible connection |  |  | 147.15 | 5133755200 | SP282210340
ILBC 355 | intlet circular coupling flange |  |  | 104.67 | 5133755300 | SP282210210
ILBC 400 | intlet circular coupling flange |  |  | 108.57 | 5133755400 | SP282210215
ILBC 450 | intlet circular coupling flange |  |  | 135.04 | 5133755500 | SP282210220
ILBC 500 | intlet circular coupling flange |  |  | 137.34 | 5133755600 | SP282210225
ILBC 560 | intlet circular coupling flange |  |  | 147.58 | 5133755700 | SP282210230
ILBC 630 | intlet circular coupling flange |  |  | 189.35 | 5133755800 | SP282210235
ILBC 710 | intlet circular coupling flange |  |  | 195.55 | 5133755900 | SP282210240
ILBC 800 | intlet circular coupling flange |  |  | 219.86 | 5133756000 | SP282210245
ILBR 355 | flange |  |  | 70.27 | 5133753700 | SP282210170
ILBR 400 | flange |  |  | 72.9 | 5133753800 | SP282210175
ILBR 450 | flange |  |  | 75.38 | 5133753900 | SP282210180
ILBR 500 | flange |  |  | 77.12 | 5133754000 | SP282210185
ILBR 560 | flange |  |  | 79.89 | 5133754100 | SP282210190
ILBR 630 | flange |  |  | 83.93 | 5133754200 | SP282210195
ILBR 710 | flange |  |  | 88.86 | 5133754300 | SP282210200
ILBR 800 | flange |  |  | 93.08 | 5133754400 | SP282210205
ILPL 355 | plenum box |  |  | 427.52 | 5133758500 | SP282210425
ILPL 400 | plenum box |  |  | 454.7 | 5133758600 | SP282210430
ILPL 450 | plenum box |  |  | 510.69 | 5133758700 | SP282210435
ILPL 500 | plenum box |  |  | 592.37 | 5133758800 | SP282210440
ILPL 560 | plenum box |  |  | 776.56 | 5133758900 | SP282210445
ILPL 630 | plenum box |  |  | 959.71 | 5133759000 | SP282210450
ILPL 710 | plenum box |  |  | 1003.64 | 5133759100 | SP282210455
ILRC 355 | circular coupling flange |  |  | 239.76 | 5133756100 | SP282210265
ILRC 400 | circular coupling flange |  |  | 261.59 | 5133756200 | SP282210270
ILRC 450 | circular coupling flange |  |  | 270.88 | 5133756300 | SP282210275
ILRC 500 | circular coupling flange |  |  | 283.04 | 5133756400 | SP282210280
ILRC 560 | circular coupling flange |  |  | 288.49 | 5133756500 | SP282210285
ILRC 630 | circular coupling flange |  |  | 299.89 | 5133756600 | SP282210290
ILRC 710 | circular coupling flange |  |  | 328.48 | 5133756700 | SP282210295
ILRC 800 | circular coupling flange |  |  | 349.88 | 5133756800 | SP282210300
ILSH CC 355 | assembly kit |  |  | 72.1 | 5133752100 | SP282210050
ILSH CC 400 | assembly kit |  |  | 83.74 | 5133752200 | SP282210055
ILSH CC 450 | assembly kit |  |  | 87.21 | 5133752300 | SP282210060
ILSH CC 500 | assembly kit |  |  | 89.79 | 5133752400 | SP282210065
ILSH CC 560 | assembly kit |  |  | 90.87 | 5133752500 | SP282210070
ILSH CC 630 | assembly kit |  |  | 95.24 | 5133752600 | SP282210075
ILSH CC 710 | assembly kit |  |  | 98.85 | 5133752700 | SP282210080
ILSH CC 800 | assembly kit |  |  | 101.25 | 5133752800 | SP282210085
ILSH MV 355 | assembly kit |  |  | 67.12 | 5133752900 | SP282210010
ILSH MV 400 | assembly kit |  |  | 72.85 | 5133753000 | SP282210015
ILSH MV 450 | assembly kit |  |  | 74.16 | 5133753100 | SP282210020
ILSH MV 500 | assembly kit |  |  | 75.48 | 5133753200 | SP282210025
ILSH MV 560 | assembly kit |  |  | 75.48 | 5133753300 | SP282210030
ILSH MV 630 | assembly kit |  |  | 76.09 | 5133753400 | SP282210035
ILSH MV 710 | assembly kit |  |  | 82.71 | 5133753500 | SP282210040
ILSH MV 800 | assembly kit |  |  | 85.94 | 5133753600 | SP282210045
ILTI CC 355 | roof |  |  | 112.79 |  | SP282210130
ILTI CC 400 | roof |  |  | 126.22 |  | SP282210135
ILTI CC 450 | roof |  |  | 136.03 |  | SP282210140
ILTI CC 500 | roof |  |  | 147.06 |  | SP282210145
ILTI CC 560 | roof |  |  | 153.87 |  | SP282210150
ILTI CC 630 | roof |  |  | 178.41 |  | SP282210155
ILTI CC 710 | roof |  |  | 199.91 |  | SP282210160
ILTI CC 800 | roof |  |  | 207 |  | SP282210165
ILTI MV 355 | roof |  |  | 104.25 |  | SP282210090
ILTI MV 400 | roof |  |  | 108.33 |  | SP282210095
ILTI MV 450 | roof |  |  | 116.5 |  | SP282210100
ILTI MV 500 | roof |  |  | 119.22 |  | SP282210105
ILTI MV 560 | roof |  |  | 136.64 |  | SP282210110
ILTI MV 630 | roof |  |  | 138.66 |  | SP282210115
ILTI MV 710 | roof |  |  | 150.81 |  | SP282210120
ILTI MV 800 | roof |  |  | 153.4 |  | SP282210125
ILTM 355, 400, 450 | motor cover |  |  | 115.7 | 5133759200 | SP282210250
ILTM 500, 560, 630 | motor cover |  |  | 131.48 | 5133759300 | SP282210255
ILTM 710, 800 | motor cover |  |  | 162.78 | 5133759400 | SP282210260
ILVH 355 | safety outlet grille |  |  | 138.8 | 5133757700 | SP282210385
ILVH 400 | safety outlet grille |  |  | 141.19 | 5133757800 | SP282210390
ILVH 450 | safety outlet grille |  |  | 154.57 | 5133757900 | SP282210395
ILVH 500 | safety outlet grille |  |  | 158.61 | 5133758000 | SP282210400
ILVH 560 | safety outlet grille |  |  | 183.06 | 5133758100 | SP282210405
ILVH 630 | safety outlet grille |  |  | 190.81 | 5133758200 | SP282210410
ILVH 710 | safety outlet grille |  |  | 231.13 | 5133758300 | SP282210415
ILVH 800 | safety outlet grille |  |  | 231.97 | 5133758400 | SP282210420
ILVV 355 | safety outlet grille |  |  | 135 | 5133756900 | SP282210345
ILVV 400 | safety outlet grille |  |  | 141.38 | 5133757000 | SP282210350
ILVV 450 | safety outlet grille |  |  | 155.18 | 5133757100 | SP282210355
ILVV 500 | safety outlet grille |  |  | 158.09 | 5133757200 | SP282210360
ILVV 560 | safety outlet grille |  |  | 182.17 | 5133757300 | SP282210365
ILVV 630 | safety outlet grille |  |  | 205.69 | 5133757400 | SP282210370
ILVV 710 | safety outlet grille |  |  | 227.28 | 5133757500 | SP282210375
ILVV 800 | safety outlet grille |  |  | 234.08 | 5133757600 | SP282210380
IAA-ILHT 355 | silencer |  |  | 274.64 |  | PR180103360
IAA-ILHT 400 | silencer |  |  | 282.95 |  | PR180103370
IAA-ILHT 450 | silencer |  |  | 358.19 |  | PR180103380
IAA-ILHT 500 | silencer |  |  | 366.36 |  | PR180103390
IAA-ILHT 560 | silencer |  |  | 485.39 |  | PR180103395
IAA-ILHT 630 | silencer |  |  | 458.5 |  | PR180103400
IAA-ILHT 710 | silencer |  |  | 490.79 |  | PR180103410
IAA-ILHT 800 | silencer |  |  | on request
IFLK-ILHT 355 | cartridge with filter short |  |  | 586.41 |  | PR220104060
IFLK-ILHT 400 | cartridge with filter short |  |  | 639.12 |  | PR220104070
IFLK-ILHT 450 | cartridge with filter short |  |  | 692.39 |  | PR220104080
IFLK-ILHT 500 | cartridge with filter short |  |  | 737.17 |  | PR220104090
IFLK-ILHT 560 | cartridge with filter short |  |  | on request
IFLK-ILHT 630 | cartridge with filter short |  |  | 964.36 |  | PR220104100
IFLK-ILHT 710 | cartridge with filter short |  |  | 1203.28 |  | PR220104110
IFLK-ILHT 800 | cartridge with filter short |  |  | 1338.18 |  | PR220104120
IFRK-ILHT 355 | spare filter G4 including steel net |  |  | 66.79 |  | FV100202010
IFRK-ILHT 400 | spare filter G4 including steel net |  |  | 75.34 |  | FV100202020
IFRK-ILHT 450 | spare filter G4 including steel net |  |  | 84.49 |  | FV100202030
IFRK-ILHT 500 | spare filter G4 including steel net |  |  | 91.77 |  | FV100202040
IFRK-ILHT 560 | spare filter G4 including steel net |  |  | on request
IFRK-ILHT 630 | spare filter G4 including steel net |  |  | 123.36 |  | FV100202050
IFRK-ILHT 710 | spare filter G4 including steel net |  |  | 162.31 |  | FV100202060
IFRK-ILHT 800 | spare filter G4 including steel net |  |  | 182.22 |  | FV100202070
IJK-ILHT 355 | control damper |  |  | 238.87 |  | PR361200400
IJK-ILHT 400 | control damper |  |  | 257.32 |  | PR361200410
IJK-ILHT 450 | control damper |  |  | 288.58 |  | PR361200420
IJK-ILHT 500 | control damper |  |  | 297.73 |  | PR361200430
IJK-ILHT 560 | control damper |  |  | 315.52 |  | PR361200440
IJK-ILHT 630 | control damper |  |  | 333.36 |  | PR361200450
IJK-ILHT 710 | control damper |  |  | 459.25 |  | PR361200460
IJK-ILHT 800 | control damper |  |  | 528.2 |  | PR361200470
IRAB / IRAT N radial acoustic cabinet fans for rectangular duct
IRAB 315 A N | IP54, 70°C, quiet radial fan for rectangular duct |  |  | 3084.86 | 5132933300 | SP279100011
IRAB 315 B N | IP54, 70°C, quiet radial fan for rectangular duct | o |  | 3163.91 | 5132933500 | SP279100020
IRAT 315 A N | IP54, 50°C, quiet radial fan for rectangular duct | o |  | 2939.68 | 5132933400 | SP279101011
IRAT 315 B N | IP54, 70°C, quiet radial fan for rectangular duct |  |  | 3155.6 | 5132933600 | SP279101021
IRAB 355 N | IP54, 50°C, quiet radial fan for rectangular duct | o |  | 3624.89 | 5132933800 | SP279100030
IRAT 355 N | IP54, 60°C, quiet radial fan for rectangular duct | o |  | 3506.75 | 5132933700 | SP279101030
IRAT 400 A N | IP54, 70°C, quiet radial fan for rectangular duct |  |  | 4799.82 | 5132933900 | SP279101040
IRAT 400 B N | IP54, 40°C, quiet radial fan for rectangular duct |  |  | 4988.89 | 5132934000 | SP279101050
IRAT 450 N | IP54, 40°C, quiet radial fan for rectangular duct |  |  | 6614.38 | 5132934100 | SP279101061
IRB / IRT radial fans for rectangular duct
IRB/2-180 | IP44, 70°C, radial fan for rectangular duct |  |  | 617.86 | 5132928800 | SP279200010
IRB/2-200 A | IP44, 70°C, radial fan for rectangular duct | o |  | 785.24 | 5132928600 | SP279200020
IRB/2-200 B | IP44, 70°C, radial fan for rectangular duct | o |  | 830.39 | 5132928700 | SP279200030
IRB/4-225 | IP44, 70°C, radial fan for rectangular duct | o |  | 1196.99 | 5132927000 | SP279200040
IRB/4-315 A | IP44, 70°C, radial fan for rectangular duct | o |  | 2195.37 | 5132927100 | SP279200050
IRB/4-315 B | IP54, 70°C, radial fan for rectangular duct | o |  | 2085.96 | 5132929000 | SP279200060
IRB/6-315 | IP54, 60°C, radial fan for rectangular duct |  |  | 1960.16 | 5132927700 | SP279200070
IRT/4-315 A | IP54, 50°C, radial fan for rectangular duct | o |  | 2134.96 | 5132929300 | SP279201010
IRT/4-315 B | IP54, 70°C, radial fan for rectangular duct | o |  | 2423.36 | 5132927200 | SP279201020
IRB/4-355 | IP54, 50°C, radial fan for rectangular duct | o |  | 2150.97 | 5132929200 | SP279200080
IRB/6-355 | IP54, 70°C, radial fan for rectangular duct |  |  | 2479.07 | 5132929400 | SP279200090
IRT/4-355 | IP54, 60°C, radial fan for rectangular duct | o |  | 2552.3 | 5132927800 | SP279201030
IRT/6-355 | IP54, 50°C, radial fan for rectangular duct | o |  | 2345.62 | 5132927900 | SP279201040
IRB/6-400 | IP54, 70°C, radial fan for rectangular duct | o |  | 3253.98 | 5132929100 | SP279200100
IRT/4-400 A | IP54, 70°C, radial fan for rectangular duct | o |  | 3306.88 | 5132927500 | SP279201050
IRT/4-400 B | IP54, 40°C, radial fan for rectangular duct | o |  | 3490.79 | 5132928000 | SP279201060
IRT/6-400 | IP54, 40°C, radial fan for rectangular duct | o |  | 2810.74 | 5132928200 | SP279201070
IRB/6-450 | IP54, 70°C, radial fan for rectangular duct |  |  | 4759.59 | 5132928900 | SP279200110
IRT/4-450 | IP54, 40°C, radial fan for rectangular duct | o |  | 4836.9 | 5132928300 | SP279201080
IRT/6-450 | IP54, 60°C, radial fan for rectangular duct | o |  | 3966.23 | 5132928500 | SP279201090
IRB Ecowatt economical radial fans for rectangular duct
IRB-180 Ecowatt | IP44 economical radial fan for rectangular duct |  |  | 820.44 |  | SP279200310
IRB-200 Ecowatt | IP44 economical radial fan for rectangular duct | o |  | 855.27 |  | SP279200320
IRB-225 Ecowatt | IP44 economical radial fan for rectangular duct | o |  | 1359.25 |  | SP279200330
IRB-315A Ecowatt | IP44 economical radial fan for rectangular duct | o |  | 2202.84 |  | SP279200340
IRB-315B Ecowatt | IP44 economical radial fan for rectangular duct |  |  | 2381.91 |  | SP279200350
IRB-355 Ecowatt | IP44 economical radial fan for rectangular duct |  |  | 2935.22 |  | SP279200360
IRB-400 Ecowatt | IP44 economical radial fan for rectangular duct |  |  | 3678.5 |  | SP279200370
IRT-315 Ecowatt | IP54 economical radial fan for rectangular duct |  |  | 2710.48 |  | SP279201310
IRT-355 Ecowatt | IP54 economical radial fan for rectangular duct |  |  | 3083.92 |  | SP279201320
IRT-400A Ecowatt | IP54 economical radial fan for rectangular duct |  |  | 3977.5 |  | SP279201330
IRT-400B Ecowatt | IP54 economical radial fan for rectangular duct |  |  | 4343.43 |  | SP279201340
IRT-450 Ecowatt | IP54 economical radial fan for rectangular duct |  |  | on request
CVST medium pressure radial acoustic cabinet fans for rectangular duct
CVST-9/4-0,25kW-1200 | IP55, 40°C, quiet radial fan for rectangular duct |  |  | 3186.77 |  | SP274100010
CVST-9/4-0,25kW-1300 | IP55, 40°C, quiet radial fan for rectangular duct |  |  | 3186.77 |  | SP274100020
CVST-9/4-0,25kW-1400 | IP55, 40°C, quiet radial fan for rectangular duct |  |  | 3186.77 |  | SP274100030
CVST-9/4-0,25kW-1450 | IP55, 40°C, quiet radial fan for rectangular duct |  |  | 3186.77 |  | SP274100040
CVST-9/4-0,37kW-1200 | IP55, 40°C, quiet radial fan for rectangular duct |  |  | 3226.67 |  | SP274100050
CVST-9/4-0,37kW-1450 | IP55, 40°C, quiet radial fan for rectangular duct |  |  | 3226.67 |  | SP274100060
CVST-9/4-0,37kW-1650 | IP55, 40°C, quiet radial fan for rectangular duct |  |  | 3226.67 |  | SP274100070
CVST-9/4-0,37kW-1800 | IP55, 40°C, quiet radial fan for rectangular duct |  |  | 3226.67 |  | SP274100080
CVST-9/4-0,37kW-1850 | IP55, 40°C, quiet radial fan for rectangular duct |  |  | 3226.67 |  | SP274100090
CVST-9/4-0,55kW-1650 | IP55, 40°C, quiet radial fan for rectangular duct |  |  | 3277.5 |  | SP274100100
CVST-9/4-0,55kW-1800 | IP55, 40°C, quiet radial fan for rectangular duct |  |  | 3277.5 |  | SP274100110
CVST-9/4-0,55kW-1900 | IP55, 40°C, quiet radial fan for rectangular duct |  |  | 3277.5 |  | SP274100120
CVST-9/4-0,55kW-2000 | IP55, 40°C, quiet radial fan for rectangular duct |  |  | 3277.5 |  | SP274100130
CVST-9/4-0,75kW-1500 | IP55, 40°C, quiet radial fan for rectangular duct |  |  | 3417.24 |  | SP274100140
CVST-9/4-0,75kW-1550 | IP55, 40°C, quiet radial fan for rectangular duct |  |  | 3417.24 |  | SP274100150
CVST-9/4-0,75kW-1600 | IP55, 40°C, quiet radial fan for rectangular duct |  |  | 3417.24 |  | SP274100160
CVST-9/4-0,75kW-1700 | IP55, 40°C, quiet radial fan for rectangular duct |  |  | 3417.24 |  | SP274100170
CVST-9/4-0,75kW-1900 | IP55, 40°C, quiet radial fan for rectangular duct |  |  | 3417.24 |  | SP274100180
CVST-9/4-0,75kW-1950 | IP55, 40°C, quiet radial fan for rectangular duct |  |  | 3417.24 |  | SP274100190
CVST-9/4-0,75kW-2000 | IP55, 40°C, quiet radial fan for rectangular duct |  |  | 3417.24 |  | SP274100200
CVST-9/4-0,75kW-2150 | IP55, 40°C, quiet radial fan for rectangular duct |  |  | 3417.24 |  | SP274100210
CVST-9/4-0,75kW-2400 | IP55, 40°C, quiet radial fan for rectangular duct |  |  | 3417.24 |  | SP274100220
CVST-10/6-0,37kW-1200 | IP55, 40°C, quiet radial fan for rectangular duct |  |  | 3327.07 |  | SP274101010
CVST-10/6-0,37kW-1300 | IP55, 40°C, quiet radial fan for rectangular duct |  |  | 3327.11 |  | SP274101020
CVST-10/6-0,55kW-1300 | IP55, 40°C, quiet radial fan for rectangular duct |  |  | 3466.99 |  | SP274101030
CVST-10/6-0,55kW-1400 | IP55, 40°C, quiet radial fan for rectangular duct |  |  | 3466.99 | 5147182500 | SP274101040
CVST-10/6-0,55kW-1600 | IP55, 40°C, quiet radial fan for rectangular duct |  |  | 3466.99 |  | SP274101050
CVST-10/6-0,75kW-1400 | IP55, 40°C, quiet radial fan for rectangular duct |  |  | 3508.63 |  | SP274101060
CVST-10/6-0,75kW-1600 | IP55, 40°C, quiet radial fan for rectangular duct |  |  | 3508.63 |  | SP274101070
CVST-10/6-1,1kW-1200 | IP55, 40°C, quiet radial fan for rectangular duct |  |  | 3538.2 |  | SP274101080
CVST-10/6-1,1kW-1300 | IP55, 40°C, quiet radial fan for rectangular duct |  |  | 3538.2 |  | SP274101090
CVST-10/6-1,1kW-1450 | IP55, 40°C, quiet radial fan for rectangular duct |  |  | 3538.2 |  | SP274101100
CVST-10/6-1,1kW-1700 | IP55, 40°C, quiet radial fan for rectangular duct |  |  | 3538.2 |  | SP274101110
CVST-10/6-1,1kW-1900 | IP55, 40°C, quiet radial fan for rectangular duct |  |  | 3538.2 |  | SP274101120
CVST-10/6-1,1kW-2000 | IP55, 40°C, quiet radial fan for rectangular duct |  |  | 3538.2 |  | SP274101130
CVST-12/6-0,55kW-850 | IP55, 40°C, quiet radial fan for rectangular duct |  |  | 3685.77 |  | SP274102030
CVST-12/6-0,55kW-1000 | IP55, 40°C, quiet radial fan for rectangular duct |  |  | 3685.77 |  | SP274102010
CVST-12/6-0,55kW-1200 | IP55, 40°C, quiet radial fan for rectangular duct |  |  | 3685.77 |  | SP274102020
CVST-12/6-0,75kW-1150 | IP55, 40°C, quiet radial fan for rectangular duct |  |  | 3855.97 |  | SP274102040
CVST-12/6-1,1kW-1050 | IP55, 40°C, quiet radial fan for rectangular duct |  |  | 3886.62 |  | SP274102050
CVST-12/6-1,1kW-1250 | IP55, 40°C, quiet radial fan for rectangular duct |  |  | 3886.62 |  | SP274102060
CVST-12/6-1,1kW-1300 | IP55, 40°C, quiet radial fan for rectangular duct |  |  | 3886.62 |  | SP274102070
CVST-12/6-1,1kW-1350 | IP55, 40°C, quiet radial fan for rectangular duct |  |  | 3886.62 |  | SP274102080
CVST-12/6-1,1kW-1400 | IP55, 40°C, quiet radial fan for rectangular duct |  |  | 3886.62 |  | SP274102090
CVST-12/6-1,1kW-1450 | IP55, 40°C, quiet radial fan for rectangular duct |  |  | 3886.62 |  | SP274102100
CVST-12/6-1,1kW-1600 | IP55, 40°C, quiet radial fan for rectangular duct |  |  | 3886.62 |  | SP274102110
CVST-12/6-1,5kW-1200 | IP55, 40°C, quiet radial fan for rectangular duct |  |  | 4039.08 |  | SP274102120
CVST-12/6-1,5kW-1450 | IP55, 40°C, quiet radial fan for rectangular duct |  |  | 4039.08 |  | SP274102130
CVST-12/6-1,5kW-1500 | IP55, 40°C, quiet radial fan for rectangular duct |  |  | 4039.08 |  | SP274102140
CVST-12/6-1,5kW-1550 | IP55, 40°C, quiet radial fan for rectangular duct |  |  | 4039.08 |  | SP274102150
CVST-12/6-1,5kW-1600 | IP55, 40°C, quiet radial fan for rectangular duct |  |  | 4039.08 |  | SP274102160
CVST-12/6-1,5kW-2250 | IP55, 40°C, quiet radial fan for rectangular duct |  |  | 4039.08 |  | SP274102170
CVST-12/6-2,2kW-1300 | IP55, 40°C, quiet radial fan for rectangular duct |  |  | 4117.28 |  | SP274102180
CVST-12/6-2,2kW-1500 | IP55, 40°C, quiet radial fan for rectangular duct |  |  | 4117.28 |  | SP274102190
CVST-12/6-2,2kW-1550 | IP55, 40°C, quiet radial fan for rectangular duct |  |  | 4117.28 |  | SP274102200
CVST-12/6-2,2kW-1600 | IP55, 40°C, quiet radial fan for rectangular duct |  |  | 4117.28 |  | SP274102210
CVST-12/6-2,2kW-1800 | IP55, 40°C, quiet radial fan for rectangular duct |  |  | 4117.28 |  | SP274102220
CVST-12/6-2,2kW-2000 | IP55, 40°C, quiet radial fan for rectangular duct |  |  | 4117.28 | 5147184000 | SP274102230
CVST-12/6-2,2kW-2100 | IP55, 40°C, quiet radial fan for rectangular duct |  |  | 4117.28 |  | SP274102240
CVST-15/8-0,75kW-1100 | IP55, 40°C, quiet radial fan for rectangular duct |  |  | 4272.84 |  | SP274103010
CVST-15/8-0,75kW-750 | IP55, 40°C, quiet radial fan for rectangular duct |  |  | 4272.84 |  | SP274103020
CVST-15/8-1,1kW-750 | IP55, 40°C, quiet radial fan for rectangular duct |  |  | 4334.94 |  | SP274103030
CVST-15/8-1,1kW-900 | IP55, 40°C, quiet radial fan for rectangular duct |  |  | 4334.94 |  | SP274103040
CVST-15/8-1,1kW-950 | IP55, 40°C, quiet radial fan for rectangular duct |  |  | 4334.94 |  | SP274103050
CVST-15/8-1,5kW-800 | IP55, 40°C, quiet radial fan for rectangular duct |  |  | 4402.76 |  | SP274103060
CVST-15/8-1,5kW-900 | IP55, 40°C, quiet radial fan for rectangular duct |  |  | 4402.76 |  | SP274103070
CVST-15/8-1,5kW-950 | IP55, 40°C, quiet radial fan for rectangular duct |  |  | 4402.76 |  | SP274103080
CVST-15/8-1,5kW-1000 | IP55, 40°C, quiet radial fan for rectangular duct |  |  | 4402.76 |  | SP274103090
CVST-15/8-2,2kW-900 | IP55, 40°C, quiet radial fan for rectangular duct |  |  | 4529.73 |  | SP274103100
CVST-15/8-2,2kW-950 | IP55, 40°C, quiet radial fan for rectangular duct |  |  | 4529.73 |  | SP274103110
CVST-15/8-2,2kW-1000 | IP55, 40°C, quiet radial fan for rectangular duct |  |  | 4529.73 |  | SP274103120
CVST-15/8-2,2kW-1050 | IP55, 40°C, quiet radial fan for rectangular duct |  |  | 4529.73 |  | SP274103130
CVST-15/8-2,2kW-1100 | IP55, 40°C, quiet radial fan for rectangular duct |  |  | 4529.73 |  | SP274103140
CVST-15/8-2,2kW-1150 | IP55, 40°C, quiet radial fan for rectangular duct |  |  | 4529.73 |  | SP274103150
CVST-15/8-2,2kW-1200 | IP55, 40°C, quiet radial fan for rectangular duct |  |  | 4529.73 |  | SP274103160
CVST-15/8-3kW-900 | IP55, 40°C, quiet radial fan for rectangular duct |  |  | 4711.81 |  | SP274103170
CVST-15/8-3kW-950 | IP55, 40°C, quiet radial fan for rectangular duct |  |  | 4711.81 |  | SP274103180
CVST-15/8-3kW-1100 | IP55, 40°C, quiet radial fan for rectangular duct |  |  | 4711.81 |  | SP274103190
CVST-15/8-3kW-1200 | IP55, 40°C, quiet radial fan for rectangular duct |  |  | 4711.81 |  | SP274103200
CVST-15/8-3kW-1300 | IP55, 40°C, quiet radial fan for rectangular duct |  |  | 4711.81 |  | SP274103210
CVST-15/8-3kW-1500 | IP55, 40°C, quiet radial fan for rectangular duct |  |  | 4711.81 |  | SP274103220
CVST-18/8-1,5kW-700 | IP55, 40°C, quiet radial fan for rectangular duct |  |  | 5375.01 |  | SP274104020
CVST-18/8-1,5kW-850 | IP55, 40°C, quiet radial fan for rectangular duct |  |  | 5375.01 |  | SP274104030
CVST-18/8-1,5kW-900 | IP55, 40°C, quiet radial fan for rectangular duct |  |  | 5375.01 |  | SP274104040
CVST-18/8-2,2kW-750 | IP55, 40°C, quiet radial fan for rectangular duct |  |  | 5443.91 |  | SP274104050
CVST-18/8-2,2kW-800 | IP55, 40°C, quiet radial fan for rectangular duct |  |  | 5443.91 |  | SP274104060
CVST-18/8-2,2kW-850 | IP55, 40°C, quiet radial fan for rectangular duct |  |  | 5443.91 |  | SP274104070
CVST-18/8-2,2kW-900 | IP55, 40°C, quiet radial fan for rectangular duct |  |  | 5443.91 |  | SP274104080
CVST-18/8-2,2kW-1000 | IP55, 40°C, quiet radial fan for rectangular duct |  |  | 5443.91 |  | SP274104090
CVST-18/8-2,2kW-1100 | IP55, 40°C, quiet radial fan for rectangular duct |  |  | 5443.91 |  | SP274104100
CVST-18/8-2,2kW-1250 | IP55, 40°C, quiet radial fan for rectangular duct |  |  | 5443.91 |  | SP274104110
CVST-18/8-2,2kW-1400 | IP55, 40°C, quiet radial fan for rectangular duct |  |  | 5443.91 |  | SP274104120
CVST-18/8-3kW-800 | IP55, 40°C, quiet radial fan for rectangular duct |  |  | 5649.6 |  | SP274104130
CVST-18/8-3kW-900 | IP55, 40°C, quiet radial fan for rectangular duct |  |  | 5649.6 |  | SP274104140
CVST-18/8-3kW-1000 | IP55, 40°C, quiet radial fan for rectangular duct |  |  | 5649.6 |  | SP274104150
CVST-18/8-3kW-1250 | IP55, 40°C, quiet radial fan for rectangular duct |  |  | 5649.6 |  | SP274104160
CVST-18/8-4kW-700 | IP55, 40°C, quiet radial fan for rectangular duct |  |  | 5978.83 |  | SP274104170
CVST-18/8-4kW-950 | IP55, 40°C, quiet radial fan for rectangular duct |  |  | 5978.83 |  | SP274104180
CVST-18/8-4kW-1050 | IP55, 40°C, quiet radial fan for rectangular duct |  |  | 5978.83 |  | SP274104190
CVST-18/8-4kW-1200 | IP55, 40°C, quiet radial fan for rectangular duct |  |  | 5978.83 |  | SP274104200
CVST-18/8-4kW-1300 | IP55, 40°C, quiet radial fan for rectangular duct |  |  | 5978.83 |  | SP274104210
CVST-18/8-4kW-1400 | IP55, 40°C, quiet radial fan for rectangular duct |  |  | 5978.83 |  | SP274104220
CVST-20/10-2,2kW-650 | IP55, 40°C, quiet radial fan for rectangular duct |  |  | 9291.86 |  | SP274105010
CVST-20/10-2,2kW-800 | IP55, 40°C, quiet radial fan for rectangular duct |  |  | 9291.86 |  | SP274105020
CVST-20/10-2,2kW-900 | IP55, 40°C, quiet radial fan for rectangular duct |  |  | 9291.86 |  | SP274105030
CVST-20/10-3kW-750 | IP55, 40°C, quiet radial fan for rectangular duct |  |  | 9436.71 | 5147090200 | SP274105040
CVST-20/10-3kW-800 | IP55, 40°C, quiet radial fan for rectangular duct |  |  | 9436.71 |  | SP274105050
CVST-20/10-4kW-750 | IP55, 40°C, quiet radial fan for rectangular duct |  |  | 9756.51 |  | SP274105060
CVST-20/10-4kW-850 | IP55, 40°C, quiet radial fan for rectangular duct |  |  | 9756.51 |  | SP274105070
CVST-20/10-4kW-900 | IP55, 40°C, quiet radial fan for rectangular duct |  |  | 9756.51 |  | SP274105080
CVST-20/10-5,5kW-800 | IP55, 40°C, quiet radial fan for rectangular duct |  |  | 10160.7 |  | SP274105090
CVST-20/10-5,5kW-900 | IP55, 40°C, quiet radial fan for rectangular duct |  |  | 10160.7 |  | SP274105100
CVST-20/10-5,5kW-950 | IP55, 40°C, quiet radial fan for rectangular duct |  |  | 10160.7 |  | SP274105110
CVST-20/10-5,5kW-1200 | IP55, 40°C, quiet radial fan for rectangular duct |  |  | 10160.7 |  | SP274105120
CVST-20/10-5,5kW-1300 | IP55, 40°C, quiet radial fan for rectangular duct |  |  | 10160.7 |  | SP274105130
CVST-20/10-7,5kW-950 | IP55, 40°C, quiet radial fan for rectangular duct |  |  | 10564.32 |  | SP274105140
CVST-20/10-7,5kW-1100 | IP55, 40°C, quiet radial fan for rectangular duct |  |  | 10564.32 |  | SP274105150
CVST-22/11-2,2kW-500 | IP55, 40°C, quiet radial fan for rectangular duct |  |  | 10056.44 |  | SP274106010
CVST-22/11-4kW-550 | IP55, 40°C, quiet radial fan for rectangular duct |  |  | 10519.54 |  | SP274106030
CVST-22/11-4kW-700 | IP55, 40°C, quiet radial fan for rectangular duct |  |  | 10519.54 |  | SP274106040
CVST-22/11-4kW-750 | IP55, 40°C, quiet radial fan for rectangular duct |  |  | 10519.54 |  | SP274106050
CVST-22/11-4kW-800 | IP55, 40°C, quiet radial fan for rectangular duct |  |  | 10519.54 |  | SP274106060
CVST-22/11-4kW-850 | IP55, 40°C, quiet radial fan for rectangular duct |  |  | 10519.54 |  | SP274106070
CVST-22/11-5,5kW-850 | IP55, 40°C, quiet radial fan for rectangular duct |  |  | 10813.76 |  | SP274106080
CVST-22/11-7,5kW-700 | IP55, 40°C, quiet radial fan for rectangular duct |  |  | 11241.84 |  | SP274106090
CVST-22/11-7,5kW-750 | IP55, 40°C, quiet radial fan for rectangular duct |  |  | 11241.84 |  | SP274106100
CVST-25/13-3kW-650 | IP55, 40°C, quiet radial fan for rectangular duct |  |  | 11410.44 |  | SP274107010
CVST-25/13-4kW-550 | IP55, 40°C, quiet radial fan for rectangular duct |  |  | 11751.5 |  | SP274107020
CVST-25/13-4kW-650 | IP55, 40°C, quiet radial fan for rectangular duct |  |  | 11751.5 |  | SP274107030
CVST-25/13-5,5kW-600 | IP55, 40°C, quiet radial fan for rectangular duct |  |  | 12148.74 |  | SP274107040
CVST-25/13-7,5kW-700 | IP55, 40°C, quiet radial fan for rectangular duct |  |  | 12662.34 | 5147662000 | SP274107050
CVST-25/13-7,5kW-750 | IP55, 40°C, quiet radial fan for rectangular duct |  |  | 12662.34 |  | SP274107060
CVST-30/14-15kW-600 | IP55, 40°C, quiet radial fan for rectangular duct |  |  | 19417.3 |  | SP274107080
CVST-30/14-4kW-351 | IP55, 40°C, quiet radial fan for rectangular duct |  |  | 13292.22 |  | SP274107070
CVTT radial fans for rectangular duct
CVTT 9/9 0,37 kW | IP55, 40°C, quiet radial fan for rectangular duct |  |  | 2188.94 |  | SP285100150
CVTT 9/9 0,55 kW | IP55, 40°C, quiet radial fan for rectangular duct |  |  | 2286.58 |  | SP285100180
CVTT 9/9 0,75 kW | IP55, 40°C, quiet radial fan for rectangular duct |  |  | 2344.22 |  | SP285100210
CVTT 9/9 1,1 kW | IP55, 40°C, quiet radial fan for rectangular duct |  |  | 2492.97 |  | SP285100240
CVTT 10/10 0,37 kW | IP55, 40°C, quiet radial fan for rectangular duct |  |  | 2355.34 |  | SP285100270
CVTT 10/10 0,55 kW | IP55, 40°C, quiet radial fan for rectangular duct |  |  | 2449.45 |  | SP285100300
CVTT 10/10 0,75 kW | IP55, 40°C, quiet radial fan for rectangular duct |  |  | 2496.11 |  | SP285100330
CVTT 10/10 1,1 kW | IP55, 40°C, quiet radial fan for rectangular duct |  |  | 2644.53 |  | SP285100360
CVTT 10/10 1,5 kW | IP55, 40°C, quiet radial fan for rectangular duct |  |  | 2836.6 |  | SP285100390
CVTT 12/12 0,37 kW | IP55, 40°C, quiet radial fan for rectangular duct |  |  | 2634.02 |  | SP285100420
CVTT 12/12 0,55 kW | IP55, 40°C, quiet radial fan for rectangular duct |  |  | 2706.3 |  | SP285100450
CVTT 12/12 0,75 kW | IP55, 40°C, quiet radial fan for rectangular duct |  |  | 2735.08 |  | SP285100480
CVTT 12/12 1,1 kW | IP55, 40°C, quiet radial fan for rectangular duct |  |  | 2908.8 |  | SP285100510
CVTT 12/12 1,5 kW | IP55, 40°C, quiet radial fan for rectangular duct |  |  | 3169.35 |  | SP285100540
CVTT 12/12 2,2 kW | IP55, 40°C, quiet radial fan for rectangular duct |  |  | 3349.97 |  | SP285100570
CVTT 15/15 0,75 kW | IP55, 40°C, quiet radial fan for rectangular duct |  |  | 3154.47 |  | SP285100600
CVTT 15/15 1,1 kW | IP55, 40°C, quiet radial fan for rectangular duct |  |  | 3299.04 |  | SP285100630
CVTT 15/15 1,5 kW | IP55, 40°C, quiet radial fan for rectangular duct |  |  | 3465.68 |  | SP285100660
CVTT 15/15 2,2 kW | IP55, 40°C, quiet radial fan for rectangular duct |  |  | 3726.19 |  | SP285100690
CVTT 15/15 3 kW | IP55, 40°C, quiet radial fan for rectangular duct |  |  | 4214.54 |  | SP285100720
CVTT 15/15 4 kW | IP55, 40°C, quiet radial fan for rectangular duct |  |  | 4648.44 |  | SP285100750
CVTT 18/18 1,1 kW | IP55, 40°C, quiet radial fan for rectangular duct |  |  | 3809.46 |  | SP285100780
CVTT 18/18 1,5 kW | IP55, 40°C, quiet radial fan for rectangular duct |  |  | 4011.72 |  | SP285100810
CVTT 18/18 2,2 kW | IP55, 40°C, quiet radial fan for rectangular duct |  |  | 4228.9 |  | SP285100840
CVTT 18/18 3 kW | IP55, 40°C, quiet radial fan for rectangular duct |  |  | 4771.51 |  | SP285100870
CVTT 18/18 4 kW | IP55, 40°C, quiet radial fan for rectangular duct |  |  | 5205.37 |  | SP285100900
CVTT 18/18 5,5 kW | IP55, 40°C, quiet radial fan for rectangular duct |  |  | 6120.72 |  | SP285100930
CVTT 20/20 2,2 kW | IP55, 40°C, quiet radial fan for rectangular duct |  |  | 7466.55 |  | SP285100960
CVTT 20/20 3 kW | IP55, 40°C, quiet radial fan for rectangular duct |  |  | 7712.32 |  | SP285100990
CVTT 20/20 4 kW | IP55, 40°C, quiet radial fan for rectangular duct |  |  | 7965.51 |  | SP285101020
CVTT 20/20 5,5 kW | IP55, 40°C, quiet radial fan for rectangular duct |  |  | 8881.19 |  | SP285101050
CVTT 20/20 7,5 kW | IP55, 40°C, quiet radial fan for rectangular duct |  |  | 9526.04 |  | SP285101080
CVTT 22/22 2,2 kW | IP55, 40°C, quiet radial fan for rectangular duct |  |  | 8110.36 |  | SP285101140
CVTT 22/22 3 kW | IP55, 40°C, quiet radial fan for rectangular duct |  |  | 8287.51 |  | SP285101170
CVTT 22/22 4 kW | IP55, 40°C, quiet radial fan for rectangular duct |  |  | 8450.25 |  | SP285101200
CVTT 22/22 5,5 kW | IP55, 40°C, quiet radial fan for rectangular duct |  |  | 9437.98 |  | SP285101230
CVTT 22/22 7,5 kW | IP55, 40°C, quiet radial fan for rectangular duct |  |  | 10371.03 |  | SP285101260
CVTT 22/22 11 kW | IP55, 40°C, quiet radial fan for rectangular duct |  |  | 11875.79 |  | SP285101110
CVTT 25/25 2,2 kW | IP55, 40°C, quiet radial fan for rectangular duct |  |  | 9094.01 |  | SP285101320
CVTT 25/25 3 kW | IP55, 40°C, quiet radial fan for rectangular duct |  |  | 9271.44 |  | SP285101350
CVTT 25/25 4 kW | IP55, 40°C, quiet radial fan for rectangular duct |  |  | 9745.15 |  | SP285101380
CVTT 25/25 5,5 kW | IP55, 40°C, quiet radial fan for rectangular duct |  |  | 10881.39 |  | SP285101410
CVTT 25/25 7,5 kW | IP55, 40°C, quiet radial fan for rectangular duct |  |  | 11514.36 |  | SP285101440
CVTT 25/25 11 kW | IP55, 40°C, quiet radial fan for rectangular duct |  |  | 13735.18 |  | SP285101290
CVTT 30/28 2,2 kW | IP55, 40°C, quiet radial fan for rectangular duct |  |  | 10870.13 |  | SP285101530
CVTT 30/28 3 kW | IP55, 40°C, quiet radial fan for rectangular duct |  |  | 10935 |  | SP285101560
CVTT 30/28 4 kW | IP55, 40°C, quiet radial fan for rectangular duct |  |  | 11181.38 |  | SP285101590
CVTT 30/28 5,5 kW | IP55, 40°C, quiet radial fan for rectangular duct |  |  | 11669.54 |  | SP285101620
CVTT 30/28 7,5 kW | IP55, 40°C, quiet radial fan for rectangular duct |  |  | 12251.91 |  | SP285101650
CVTT 30/28 11 kW | IP55, 40°C, quiet radial fan for rectangular duct |  |  | 14805.94 |  | SP285101470
CVTT 30/28 15 kW | IP55, 40°C, quiet radial fan for rectangular duct |  |  | 16184.11 |  | SP285101500
Accessories for CVTT
CTI-9 | roof for CVTT |  |  | 65.76 |  | PR191100020
CTI-10 | roof for CVTT |  |  | 75.71 |  | PR191100030
CTI-12 | roof for CVTT |  |  | 94.3 |  | PR191100040
CTI-15 | roof for CVTT |  |  | 123.92 |  | PR191100050
CTI-18 | roof for CVTT |  |  | 181.28 |  | PR191100060
CTI-20 | roof for CVTT |  |  | 314.07 |  | PR191100070
CTI-22 | roof for CVTT |  |  | 357.11 |  | PR191100080
CTI-25 | roof for CVTT |  |  | 409.12 |  | PR191100090
CTI-30 | roof for CVTT |  |  | 548.43 |  | PR191100100
CVTT-MOUNT 9 IN | inlet spigot for outside vertical installation |  |  | 108.71 |  | SP285202020
CVTT-MOUNT 9 OUT | outlet spigot for outside vertical installation |  |  | 99.32 |  | SP285201020
CVTT-MOUNT 10 IN | inlet spigot for outside vertical installation |  |  | 109.56 |  | SP285202030
CVTT-MOUNT 10 OUT | outlet spigot for outside vertical installation |  |  | 101.29 |  | SP285201030
CVTT-MOUNT 12 IN | inlet spigot for outside vertical installation |  |  | 114.95 |  | SP285202040
CVTT-MOUNT 12 OUT | outlet spigot for outside vertical installation |  |  | 104.58 |  | SP285201040
CVTT-MOUNT 15 IN | inlet spigot for outside vertical installation |  |  | 219.58 | 5137946900 | SP285202050
CVTT-MOUNT 15 OUT | outlet spigot for outside vertical installation |  |  | 112.32 |  | SP285201050
CVTT-MOUNT 18 IN | inlet spigot for outside vertical installation |  |  | 294.78 | 5137974100 | SP285202060
CVTT-MOUNT 18 OUT | outlet spigot for outside vertical installation |  |  | 135.65 |  | SP285201060
CVTT-MOUNT 20 IN | inlet spigot for outside vertical installation |  |  | 153.87 | 5137942800 | SP285202070
CVTT-MOUNT 20 OUT | outlet spigot for outside vertical installation |  |  | 145.23 | 5137937800 | SP285201070
CVTT-MOUNT 22 IN | inlet spigot for outside vertical installation |  |  | 180.01 |  | SP285202080
CVTT-MOUNT 22 OUT | outlet spigot for outside vertical installation |  |  | 167.48 |  | SP285201080
CVTT-MOUNT 25 IN | inlet spigot for outside vertical installation |  |  | 233.33 | 5137989900 | SP285202090
CVTT-MOUNT 25 OUT | outlet spigot for outside vertical installation |  |  | 218.17 | 5137939400 | SP285201090
CVTT-MOUNT 30 IN | inlet spigot for outside vertical installation |  |  | 271.12 |  | SP285202100
CVTT-MOUNT 30 OUT | outlet spigot for outside vertical installation |  |  | 248.96 |  | SP285201100
IAA 9/9 IN | intlet silencer |  |  | 308.81 |  | PR180103020
IAA 9/9 OUT | outlet silencer |  |  | 261.36 |  | PR180203020
IAA 10/10 IN | intlet silencer |  |  | 308.48 |  | PR180103030
IAA 10/10 OUT | outlet silencer |  |  | 283.42 |  | PR180203030
IAA 12/12 IN | intlet silencer |  |  | 385.23 |  | PR180103040
IAA 12/12 OUT | outlet silencer |  |  | 342.61 |  | PR180203040
IAA 15/15 IN | intlet silencer |  |  | 418.32 |  | PR180103050
IAA 15/15 OUT | outlet silencer |  |  | 368.33 |  | PR180203050
IAA 18/18 IN | intlet silencer |  |  | 523.37 |  | PR180103060
IAA 18/18 OUT | outlet silencer |  |  | 391.42 |  | PR180203060
IAA 20/20 IN | intlet silencer |  |  | 554.53 |  | PR180103070
IAA 20/20 OUT | outlet silencer |  |  | 463.29 |  | PR180203070
IAA 22/22 IN | intlet silencer |  |  | 605.23 |  | PR180103080
IAA 22/22 OUT | outlet silencer |  |  | 531.07 |  | PR180203080
IAA 25/25 IN | intlet silencer |  |  | 922.3 |  | PR180103090
IAA 25/25 OUT | outlet silencer |  |  | 620.95 |  | PR180203090
IAA 30/28 IN | intlet silencer |  |  | 1212.19 |  | PR180103100
IAA 30/28 OUT | outlet silencer |  |  | 665.26 |  | PR180203100
IAE 9/9 IN | intlet flexible connection |  |  | 55.9 |  | PR190103020
IAE 9/9 OUT | outlet flexible connection |  |  | 52.1 |  | PR190203020
IAE 10/10 IN | intlet flexible connection |  |  | 79.94 |  | PR190103030
IAE 10/10 OUT | outlet flexible connection |  |  | 67.26 |  | PR190203030
IAE 12/12 IN | intlet flexible connection |  |  | 62.33 |  | PR190103040
IAE 12/12 OUT | outlet flexible connection |  |  | 58.34 |  | PR190203040
IAE 15/15 IN | intlet flexible connection |  |  | 71.49 |  | PR190103050
IAE 15/15 OUT | outlet flexible connection |  |  | 85.1 |  | PR190203050
IAE 18/18 IN | intlet flexible connection |  |  | 109.32 |  | PR190103060
IAE 18/18 OUT | outlet flexible connection |  |  | 102.14 |  | PR190203060
IAE 20/20 IN | intlet flexible connection |  |  | 116.31 |  | PR190103070
IAE 20/20 OUT | outlet flexible connection |  |  | 108.71 |  | PR190203070
IAE 22/22 IN | intlet flexible connection |  |  | 123.4 |  | PR190103080
IAE 22/22 OUT | outlet flexible connection |  |  | 115.47 |  | PR190203080
IAE 25/25 IN | intlet flexible connection |  |  | 130.63 |  | PR190103090
IAE 25/25 OUT | outlet flexible connection |  |  | 122.04 |  | PR190203090
IAE 30/28 IN | intlet flexible connection |  |  | 144.76 |  | PR190103100
IAE 30/28 OUT | outlet flexible connection |  |  | 135.37 |  | PR190203100
IBR 9/9 IN | intlet flange |  |  | 40.98 |  | PR201103020
IBR 9/9 OUT | outlet flange |  |  | 54.03 |  | PR201203020
IBR 10/10 IN | intlet flange |  |  | 43.7 |  | PR201103030
IBR 10/10 OUT | outlet flange |  |  | 57.03 |  | PR201203030
IBR 12/12 IN | intlet flange |  |  | 46.38 |  | PR201103040
IBR 12/12 OUT | outlet flange |  |  | 60.27 |  | PR201203040
IBR 15/15 IN | intlet flange |  |  | 52.15 |  | PR201103050
IBR 15/15 OUT | outlet flange |  |  | 66.18 |  | PR201203050
IBR 18/18 IN | intlet flange |  |  | 75.15 |  | PR201103060
IBR 18/18 OUT | outlet flange |  |  | 80.55 |  | PR201203060
IBR 20/20 IN | intlet flange |  |  | 81.49 |  | PR201103070
IBR 20/20 OUT | outlet flange |  |  | 87.02 |  | PR201203070
IBR 22/22 IN | intlet flange |  |  | 87.63 |  | PR201103080
IBR 22/22 OUT | outlet flange |  |  | 93.83 |  | PR201203080
IBR 25/25 IN | intlet flange |  |  | 93.83 |  | PR201103090
IBR 25/25 OUT | outlet flange |  |  | 100.36 |  | PR201203090
IBR 30/28 IN | intlet flange |  |  | 106.22 |  | PR201103100
IBR 30/28 OUT | outlet flange |  |  | 113.73 |  | PR201203100
IJK 9/9 IN | inlet control damper |  |  | 228.73 |  | PR361200030
IJK 9/9 OUT | outlet control damper |  |  | 152.93 |  | PR361100020
IJK 10/10 IN | inlet control damper |  |  | 242.77 |  | PR361200040
IJK 10/10 OUT | outlet control damper |  |  | 188.55 |  | PR361100030
IJK 12/12 IN | inlet control damper |  |  | 282.48 |  | PR361200050
IJK 12/12 OUT | outlet control damper |  |  | 199.02 |  | PR361100040
IJK 15/15 IN | inlet control damper |  |  | 351.29 |  | PR361200060
IJK 15/15 OUT | outlet control damper |  |  | 292.76 |  | PR361100050
IJK 18/18 IN | inlet control damper |  |  | 387.43 |  | PR361200070
IJK 18/18 OUT | outlet control damper |  |  | 362.65 |  | PR361100060
IJK 20/20 IN | inlet control damper |  |  | 472.06 |  | PR361200080
IJK 20/20 OUT | outlet control damper |  |  | 407.94 |  | PR361100070
IJK 22/22 IN | inlet control damper |  |  | 553.64 |  | PR361200090
IJK 22/22 OUT | outlet control damper |  |  | 425.08 |  | PR361100080
IJK 25/25 IN | inlet control damper |  |  | 627.85 |  | PR361200100
IJK 25/25 OUT | outlet control damper |  |  | 472.06 |  | PR361100090
IJK 30/28 IN | inlet control damper |  |  | 822.04 |  | PR361200020
IJK 30/28 OUT | outlet control damper |  |  | 544.44 |  | PR361100100
IFLK-CVTT 9 | cartridge with filter short |  |  | 469.72 |  | PR220103020
IFLK-CVTT 10 | cartridge with filter short |  |  | 492.29 |  | PR220103030
IFLK-CVTT 12 | cartridge with filter short |  |  | 499.9 |  | PR220103040
IFLK-CVTT 15 | cartridge with filter short |  |  | 509.66 |  | PR220103050
IFLK-CVTT 18 | cartridge with filter short |  |  | 545.01 |  | PR220103060
IFLK-CVTT 20 | cartridge with filter short |  |  | 603.77 |  | PR220103070
IFLK-CVTT 22 | cartridge with filter short |  |  | 746.19 |  | PR220103080
IFLK-CVTT 25 | cartridge with filter short |  |  | 796.55 |  | PR220103090
IFLK-CVTT 30 | cartridge with filter short |  |  | 834.29 |  | PR220103100
IFRK-CVTT 9 G4 | filter fabric G4 |  |  | 13.38 |  | FV100100020
IFRK-CVTT 10 G4 | filter fabric G4 |  |  | 16.48 |  | FV100100030
IFRK-CVTT 12 G4 | filter fabric G4 |  |  | 16.9 |  | FV100100040
IFRK-CVTT 15 G4 | filter fabric G4 |  |  | 25.44 |  | FV100100050
IFRK-CVTT 18 G4 | filter fabric G4 |  |  | 26.61 |  | FV100100060
IFRK-CVTT 20 G4 | filter fabric G4 |  |  | 29.99 |  | FV100100070
IFRK-CVTT 22 G4 | filter fabric G4 |  |  | 38.82 |  | FV100100080
IFRK-CVTT 25 G4 | filter fabric G4 |  |  | 40.98 |  | FV100100090
IFRK-CVTT 30 G4 | filter fabric G4 |  |  | 50.55 |  | FV100100100
IFRK-CVTT 9 G4 včetně sítě | filter fabric G4 including steel net |  |  | 51.35 |  | FV100101020
IFRK-CVTT 10 G4 včetně sítě | filter fabric G4 including steel net |  |  | 56.14 |  | FV100101030
IFRK-CVTT 12 G4 včetně sítě | filter fabric G4 including steel net |  |  | 57.78 |  | FV100101040
IFRK-CVTT 15 G4 včetně sítě | filter fabric G4 including steel net |  |  | 68.2 |  | FV100101050
IFRK-CVTT 18 G4 včetně sítě | filter fabric G4 including steel net |  |  | 72.85 |  | FV100101060
IFRK-CVTT 20 G4 včetně sítě | filter fabric G4 including steel net |  |  | 83.74 |  | FV100101070
IFRK-CVTT 22 G4 včetně sítě | filter fabric G4 including steel net |  |  | 97.21 |  | FV100101080
IFRK-CVTT 25 G4 včetně sítě | filter fabric G4 including steel net |  |  | 104.25 |  | FV100101090
IFRK-CVTT 30 G4 včetně sítě | filter fabric G4 including steel net |  |  | 125.84 |  | FV100101100
IRpcs. 9/9 | louvre back draft shutter |  |  | 209.68 |  | PR281100020
IRpcs. 10/10 | louvre back draft shutter |  |  | 268.3 |  | PR281100030
IRpcs. 12/12 | louvre back draft shutter |  |  | 234.83 |  | PR281100040
IRpcs. 15/15 | louvre back draft shutter |  |  | 343.78 |  | PR281100050
IRpcs. 18/18 | louvre back draft shutter |  |  | 469.72 |  | PR281100060
IRpcs. 20/20 | louvre back draft shutter |  |  | 528.3 |  | PR281100070
IRpcs. 22/22 | louvre back draft shutter |  |  | 628.89 |  | PR281100080
IRpcs. 25/25 | louvre back draft shutter |  |  | 762.99 |  | PR281100090
IRpcs. 30/28 | louvre back draft shutter |  |  | 796.55 |  | PR281100100
IWG 9/9 IN | inlet rain protection louver |  |  | 116.97 |  | PR290100420
IWG 9/9 OUT | outlet rain protection louver |  |  | 78.76 |  | PR290100520
IWG 10/10 IN | inlet rain protection louver |  |  | 130.96 |  | PR290100430
IWG 10/10 OUT | outlet rain protection louver |  |  | 81.91 |  | PR290100530
IWG 12/12 IN | inlet rain protection louver |  |  | 166.21 |  | PR290100440
IWG 12/12 OUT | outlet rain protection louver |  |  | 99.23 |  | PR290100540
IWG 15/15 IN | inlet rain protection louver |  |  | 202.63 |  | PR290100450
IWG 15/15 OUT | outlet rain protection louver |  |  | 102.98 |  | PR290100550
IWG 18/18 IN | inlet rain protection louver |  |  | 241.31 |  | PR290100460
IWG 18/18 OUT | outlet rain protection louver |  |  | 136.69 |  | PR290100560
IWG 20/20 IN | inlet rain protection louver |  |  | 282.29 |  | PR290100470
IWG 20/20 OUT | outlet rain protection louver |  |  | 179.96 |  | PR290100570
IWG 22/22 IN | inlet rain protection louver |  |  | 337.16 |  | PR290100480
IWG 22/22 OUT | outlet rain protection louver |  |  | 202.4 |  | PR290100580
IWG 25/25 IN | inlet rain protection louver |  |  | 418.6 |  | PR290100490
IWG 25/25 OUT | outlet rain protection louver |  |  | 253.23 |  | PR290100590
IWG 30/28 IN | inlet rain protection louver |  |  | 527.12 |  | PR290100500
IWG 30/28 OUT | outlet rain protection louver |  |  | 314.82 |  | PR290100600
CHAP. 1.5 AXIAL FANS
HXM axial fans
HXM 200 | IP44 wall axial fan | o |  | 227.75 | 5110001400 | SP167100010
HXM 250 | IP44 wall axial fan | o |  | 253.52 | 5110002200 | SP167100020
HXM 300 | IP44 wall axial fan | o |  | 268.96 | 5110006300 | SP167100030
HXM 350 | IP44 wall axial fan | o |  | 353.92 | 5110005500 | SP167100040
HXM 400 | IP54 wall axial fan | o |  | 519.61 | 5110981200 | SP167100050
EDAV Ekonovent axial fans with EC motor
EDAV/6-315 Ekonovent | IP54 axial fan with EC motor | o |  | 687.56 |  | ZH101000030
EDAV/6-400 Ekonovent | IP54 axial fan with EC motor | o |  | 763.83 |  | ZH101000040
EDAV/6-450 Ekonovent | IP54 axial fan with EC motor | o |  | 774.4 |  | ZH101000045
EDAV/10-500 (1x230) Ekonovent | IP54 axial fan with EC motor |  |  | 1544.52 |  | ZH101000050
EDAV/10-500 (3x400) Ekonovent | IP54 axial fan with EC motor | o |  | 1583.95 |  | ZH101000150
EDAV/10-560 (1x230) Ekonovent | IP54 axial fan with EC motor | o |  | 1676 |  | ZH101000056
EDAV/10-560 (3x400) Ekonovent | IP54 axial fan with EC motor |  |  | 1725.56 |  | ZH101000156
EDAV/10-630 Ekonovent | IP54 axial fan with EC motor |  |  | 2510.85 |  | ZH101000163
EDAV/10-710 Ekonovent | IP54 axial fan with EC motor |  |  | 2543.19 |  | ZH101000171
EDAV/10-800 Ekonovent | IP54 axial fan with EC motor |  |  | 2649.74 |  | ZH101000180
EDAV/10-900 Ekonovent | IP54 axial fan with EC motor |  |  | 2917.01 |  | ZH101000191
HXBR / HXTR / TXBR Ecowatt axial fans
HXBR 200 Ecowatt | IP44 economical wall axial fan | o |  | 633.63 | 5750399800 | SP168100210
HXBR 250 Ecowatt | IP44 economical wall axial fan | o |  | 668.31 | 5750399900 | SP168100220
HXBR 315 Ecowatt | IP44 economical wall axial fan | o |  | 719.85 | 5750400100 | SP168100230
HXBR 355 Ecowatt | IP44 economical wall axial fan | o |  | 788.06 | 5750400200 | SP168100240
HXBR 400 Ecowatt | IP44 economical wall axial fan | o |  | 962.67 | 5750400300 | SP168100250
HXBR 450 Ecowatt | IP44 economical wall axial fan | o |  | 1206 | 5750400400 | SP168100260
HXBR 500 Ecowatt | IP54 economical wall axial fan |  |  | 1991.57 |  | SP168100670
HXTR 500 Ecowatt | IP54 economical wall axial fan |  |  | 1997.9 |  | SP168100710
HXBR 560 Ecowatt | IP54 economical wall axial fan |  |  | 2081.12 |  | SP168100680
HXTR 560 Ecowatt | IP54 economical wall axial fan |  |  | 2097.46 |  | SP168100720
HXBR 630 Ecowatt | IP54 economical wall axial fan |  |  | 2261.65 |  | SP168100690
HXTR 630 Ecowatt | IP54 economical wall axial fan |  |  | 2279.39 |  | SP168100730
TXBR 250 Ecowatt | IP44 economical duct axial fan | o |  | 685.12 | 5750399300 | SP168101210
TXBR 315 Ecowatt | IP44 economical duct axial fan | o |  | 773.55 | 5750399400 | SP168101220
TXBR 355 Ecowatt | IP44 economical duct axial fan | o |  | 810.54 | 5750399500 | SP168101230
TXBR 400 Ecowatt | IP44 economical duct axial fan | o |  | 1148.54 | 5750399600 | SP168101240
TXBR 450 Ecowatt | IP44 economical duct axial fan | o |  | 1309.64 | 5750399700 | SP168101250
HXBR / HXTR axial fans
HXBR/2-200 | IP44 axial fan | o |  | 405.93 | 5755100200 | SP168100001
HXBR/2-250 | IP44 axial fan | o |  | 415.64 | 5750250200 | SP168100010
HXTR/2-250 | IP44 axial fan | o |  | 397.38 | 5750254400 | SP168100310
HXBR/4-250 | IP44 axial fan | o |  | 382.18 | 5750251000 | SP168100020
HXTR/4-250 | IP44 axial fan | o |  | 364.2 | 5750253600 | SP168100322
HXBR/4-315 | IP44 axial fan | o |  | 465.49 | 5750252800 | SP168100030
HXTR/4-315 | IP44 axial fan | o |  | 436.81 | 5750255100 | SP168100330
HXBR/4-355 | IP44 axial fan | o |  | 472.3 | 5750256900 | SP168100040
HXTR/4-355 | IP44 axial fan | o |  | 450.19 | 5750257700 | SP168100340
HXBR/4-400 | IP54 axial fan | o |  | 705.16 | 5740039300 | SP168100050
HXBR/6-400 | IP54 axial fan | o |  | 850.39 | 5740052500 | SP168100100
HXTR/4-400 | IP54 axial fan | o |  | 930.75 | 5740038600 | SP168100350
HXTR/6-400 | IP54 axial fan |  |  | 843.58 | 5740054100 | SP168100400
HXBR/4-450 | IP54 axial fan | o |  | 875.92 | 5740042600 | SP168100060
HXBR/6-450 | IP54 axial fan |  |  | 884.14 | 5740122300 | SP168100110
HXTR/4-450 | IP54 axial fan | o |  | 885.83 | 5740051700 | SP168100360
HXTR/6-450 | IP54 axial fan |  |  | 884.14 | 5740121900 | SP168100410
HXBR/4-500 | IP54 axial fan | o |  | 1012.52 | 5700381700 | SP168100070
HXBR/6-500 | IP54 axial fan | o |  | 1052.7 | 5700383300 | SP168100120
HXTR/4-500 | IP54 axial fan | o |  | 951.59 | 5700384200 | SP168100370
HXTR/6-500 | IP54 axial fan |  |  | 917.75 | 5700385900 | SP168100420
HXBR/4-560 | IP54 axial fan |  |  | 1501.85 | 5700597300 | SP168100080
HXBR/6-560 | IP54 axial fan |  |  | 1132.68 | 5700387400 | SP168100130
HXTR/4-560 | IP54 axial fan | o |  | 1283.49 | 5700388300 | SP168100380
HXTR/6-560 | IP54 axial fan |  |  | 1032.47 | 5700390000 | SP168100430
HXBR/4-630 | IP54 axial fan |  |  | 1596.72 | 5700390800 | SP168100090
HXBR/6-630 | IP54 axial fan |  |  | 1238.71 | 5700590900 | SP168100140
HXTR/4-630 | IP54 axial fan | o |  | 1596.72 | 5700392300 | SP168100390
HXTR/6-630 | IP54 axial fan | o |  | 1111.42 | 5700597400 | SP168100440
HXTR/6-710 | IP54 axial fan | o |  | 1585.83 | 5700395600 | SP168100450
HXTR/6-800 | IP54 axial fan |  |  | 3349.97 | 5720010700 | SP168100460
HXTR/8-800 | IP54 axial fan |  |  | 3252.34 | 5720011500 | SP168100470
HXTR/12-800 | IP54 axial fan |  |  | 3137.06 |  | SP168100480
TXBR / TXTR axial fans
TXBR/2-250 | IP44 axial fan | o |  | 584.15 | 5750281700 | SP168101010
TXTR/2-250 | IP44 axial fan | o |  | 580.91 | 5750279100 | SP168101310
TXBR/4-250 | IP44 axial fan | o |  | 554.91 | 5750282500 | SP168101020
TXTR/4-250 | IP44 axial fan |  |  | 548.57 | 5750280900 | SP168101320
TXBR/4-315 | IP44 axial fan | o |  | 641.14 | 5750286600 | SP168101030
TXTR/4-315 | IP44 axial fan | o |  | 663.71 | 5750283300 | SP168101330
TXBR/4-355 | IP44 axial fan | o |  | 721.82 | 5750399000 | SP168101040
TXTR/4-355 | IP44 axial fan | o |  | 732.48 | 5750399100 | SP168101340
TXBR/4-400 | IP54 axial fan | o |  | 1052.74 | 5740040000 | SP168101050
TXTR/4-400 | IP54 axial fan | o |  | 1070.16 | 5740041800 | SP168101350
TXBR/6-400 | IP54 axial fan |  |  | 971.82 | 5740107700 | SP168101100
TXBR/4-450 | IP54 axial fan | o |  | 969.99 | 5740044200 | SP168101060
TXBR/6-450 | IP54 axial fan |  |  | 996.04 | 5705066800 | SP168101110
TXTR/4-450 | IP54 axial fan | o |  | 1097.29 | 5740045900 | SP168101360
TXTR/6-450 | IP54 axial fan |  |  | 1012.42 | 5705023900 | SP168101410
TXBR/4-500 | IP54 axial fan | o |  | 1168.49 | 5705024700 | SP168101070
TXTR/4-500 | IP54 axial fan | o |  | 1172.91 | 5705025400 | SP168101370
TXTR/6-500 | IP54 axial fan |  |  | 1094 | 5705026200 | SP168101420
TXBR/4-560 | IP54 axial fan |  |  | 1503.45 | 5705027000 | SP168101080
TXBR/6-560 | IP54 axial fan |  |  | 1214.78 | 5705072600 | SP168101130
TXTR/4-560 | IP54 axial fan | o |  | 1357.33 | 5705028800 | SP168101380
TXTR/6-560 | IP54 axial fan |  |  | 1182.29 | 5705029600 | SP168101430
TXBR/4-630 | IP54 axial fan | o |  | 1628.63 | 5705030400 | SP168101090
TXBR/6-630 | IP54 axial fan |  |  | 1325.93 | 5705067600 | SP168101140
TXTR/4-630 | IP54 axial fan | o |  | 1628.63 | 5705031200 | SP168101390
TXTR/6-630 | IP54 axial fan |  |  | 1304.01 | 5705036100 | SP168101440
HCBB / HCBT powerful axial fans
HCBB/4-250 H | IP65, 70 °C axial fan | o |  | 613.96 | 5603889600 | SP157101010
HCBT/4-250 H | IP65, 70 °C axial fan |  |  | 571.01 | 5604295500 | SP158100020
HCBB/4-315 H | IP65, 70 °C axial fan | o |  | 663.39 | 5603638200 | SP157101020
HCBT/4-315 H. | IP65, 70 °C axial fan |  |  | 615.27 | 5604286400 | SP158100030
HCBB/4-355 H | IP65, 70 °C axial fan | o |  | 816.41 | 5603638900 | SP157101030
HCBB/6-355 H | IP65, 70 °C axial fan |  |  | 1057.2 | 5604289800 | SP157102010
HCBT/4-355 H | IP65, 70 °C axial fan |  |  | 668.83 | 5603817000 | SP158100040
HCBT/6-355 H | IP65, 70 °C axial fan |  |  | 845.7 | 5604978600 | SP158100112
HCBB/4-400 H | IP65, 70 °C axial fan | o |  | 938.59 | 5603139100 | SP157101040
HCBB/6-400 H | IP65, 70 °C axial fan |  |  | 1186.24 | 5603401000 | SP157102020
HCBT/4-400 H | IP65, 70 °C axial fan |  |  | 756.47 | 5603404600 | SP158100050
HCBT/6-400 H | IP65, 70 °C axial fan |  |  | 903.67 | 5604288000 | SP158100120
HCBB/4-450 H | IP65, 70 °C axial fan | o |  | 1173.23 | 5603999400 | SP157101050
HCBB/6-450 H | IP65, 70 °C axial fan |  |  | 1310.77 | 5603403100 | SP157102030
HCBT/4-450 H | IP65, 70 °C axial fan |  |  | 860.2 | 5603405100 | SP158100060
HCBT/6-450 H | IP65, 70 °C axial fan |  |  | 1090.11 | 5603654600 | SP158100132
HCBB/4-500 H | IP65, 70 °C axial fan |  |  | 1207.92 | 5603255000 | SP157101060
HCBB/6-500 H | IP65, 70 °C axial fan |  |  | 1579.58 | 5603403800 | SP157102040
HCBT/4-500 H | IP65, 70 °C axial fan |  |  | 1337.24 | 5603322800 | SP158100070
HCBT/6-500 H | IP65, 70 °C axial fan |  |  | 1206.37 | 5604360000 | SP158100140
HCBB/4-560 H | IP65, 70 °C axial fan |  |  | 1439 | 5603640400 | SP157101070
HCBB/6-560 H | IP65, 70 °C axial fan |  |  | 1761.19 | 5604365700 | SP157102050
HCBT/4-560 H | IP65, 70 °C axial fan |  |  | 1587.75 | 5604180900 | SP158100080
HCBT/6-560 H | IP65, 70 °C axial fan |  |  | 1443.18 | 5603747700 | SP158100152
HCBB/4-630 H | IP65, 70 °C axial fan |  |  | 1657.27 | 5603641100 | SP157101080
HCBB/6-630 H | IP65, 70 °C axial fan |  |  | 1889.38 | 5604366400 | SP157102060
HCBT/4-630 H | IP65, 70 °C axial fan | o |  | 1899.89 | 5603645200 | SP158100091
HCBT/6-630 H | IP65, 70 °C axial fan |  |  | 1576.49 | 5603014100 | SP158100160
HCBT/4-710 H | IP65, 55 °C axial fan |  |  | 2445.32 | 5603934000 | SP158100100
HCBT/6-710 H | IP65, 70 °C axial fan |  |  | 2378.25 | 5603935700 | SP158100170
HCBT/4-800/L-X | IP55, 40°C axial fan |  |  | 2703.86 | 5604383900 | SP158100310
HCBT/4-800/H-X | IP55, 40°C axial fan |  |  | 3226.43 | 5604681600 | SP158100320
HCBT/6-800/L-X | IP55, 40°C axial fan |  |  | 2271.18 | 5604390500 | SP158100330
HCBT/6-800/H-X | IP55, 40°C axial fan |  |  | 2688.93 | 5604386200 | SP158100340
HCBT/4-900/L-X | IP55, 40°C axial fan |  |  | 3480.23 | 5605723500 | SP158100470
HCBT/4-900/H-X | IP55, 40°C axial fan |  |  | 4823.48 | 5605572600 | SP158100480
HCBT/6-900/L-X | IP55, 40°C axial fan |  |  | 3000.37 | 5605724300 | SP158100490
HCBT/6-900/H-X | IP55, 40°C axial fan |  |  | 3122.56 | 5605750500 | SP158100500
HCBT/4-1000/L-X | IP55, 40°C axial fan |  |  | 3676.95 | 5604377100 | SP158100410
HCBT/4-1000/H-X | IP55, 40°C axial fan |  |  | 4892.15 | 5111935200 | SP158100420
HCBT/6-1000/L-X | IP55, 40°C axial fan |  |  | 3437.98 | 5604249200 | SP158100430
HCBT/6-1000/H-X | IP55, 40°C axial fan |  |  | 3577.11 | 5604248400 | SP158100440
Accessories for HCBT
DEF 800 AN | protection grille for HCBT 800 |  |  | 607.76 | 5111612700 | SP466102110
DEF 900 AN | protection grille for HCBT/4-900 H |  |  | 798.01 | 5111614300 | SP466102120
DEF 901 AN | protection grille for HCBT/4-900 L, HCBT/6-900 |  |  | 798.01 | 5111968500 | SP466102121
DEF 1000 AN | protection grille for HCBT/4-1000 L. HCBT/6-1000 |  |  | 661.98 | 5111618400 | SP466102130
DEF 1001A | protection grille for HCBT/4-1000 H |  |  | 1278.61 |  | SP466103130
HCFB / HCFT powerful axial fans
HCFB/4-250 H | IP65, 70°C axial fan | o |  | 581.52 | 5603891200 | SP151100030
HCFT/4-250 H | IP65, 70°C axial fan | o |  | 570.21 |  | SP153100032
HCFB/4-315 H | IP65, 70°C axial fan | o |  | 602.93 | 5602069600 | SP151100050
HCFB/6-315 H | IP65, 70°C axial fan | o |  | 607.34 | 5605756500 | SP151100200
HCFT/4-315 H | IP65, 70°C axial fan | o |  | 599.36 |  | SP153100052
HCFB/4-355 H | IP65, 70°C axial fan | o |  | 761.96 | 5602184400 | SP151100070
HCFT/4-355 H | IP65, 70°C axial fan | o |  | 751.4 |  | SP153100072
HCFB/6-355 H | IP65, 70°C axial fan | o |  | 774.77 | 5602119900 | SP151100205
HCFT/6-355 H | IP65, 70°C axial fan |  |  | 780.64 |  | SP153100261
HCFB/4-400 H | IP65, 70°C axial fan | o |  | 825.75 | 5602075400 | SP151100090
HCFT/4-400 H | IP65, 70°C axial fan | o |  | 777.68 |  | SP153100092
HCFB/6-400 H | IP65, 70°C axial fan | o |  | 847.9 | 5602081100 | SP151100220
HCFT/6-400 H | IP65, 70°C axial fan |  |  | 815.98 |  | SP153100271
HCFB/4-450 H | IP65, 70°C axial fan | o |  | 1070.34 | 5602070400 | SP151100120
HCFT/4-450 H | IP65, 70°C axial fan | o |  | 1049.13 |  | SP153100142
HCFB/6-450 H | IP65, 70°C axial fan | o |  | 1128.74 | 5602095400 | SP151100240
HCFT/6-450 H | IP65, 70°C axial fan |  |  | 1014.02 |  | SP153100281
HCFB/4-500 H | IP65, 70°C axial fan | o |  | 1259.98 | 5602185000 | SP151100140
HCFT/4-500 H | IP65, 70°C axial fan | o |  | 1221.68 |  | SP153100182
HCFB/6-500 H | IP65, 70°C axial fan | o |  | 1212.1 | 5602145700 | SP151100260
HCFT/6-500 H | IP65, 70°C axial fan |  |  | 1107.94 |  | SP153100311
HCFB/4-560 H | IP65, 70°C axial fan | o |  | 1595.31 | 5602002800 | SP151100160
HCFT/4-560 H | IP65, 70°C axial fan | o |  | 1588.88 |  | SP153100212
HCFB/6-560 H | IP65, 70°C axial fan | o |  | 1386.52 | 5602071300 | SP151100270
HCFT/6-560 H | IP65, 70°C axial fan |  |  | 1458.29 |  | SP153100332
HCFB/4-630 H | IP65, 70°C axial fan | o |  | 1790.81 | 5602082900 | SP151100180
HCFT/4-630 H | IP65, 70°C axial fan | o |  | 1791.93 |  | SP153100242
HCFB/6-630 H | IP65, 70°C axial fan | o |  | 1440.5 | 5602072100 | SP151100290
HCFT/6-630 H | IP65, 70°C axial fan |  |  | 1379.06 |  | SP153100351
HCFT/4-710 H | IP65, 55°C axial fan | o |  | 2445.32 |  | SP153100442
HCFT/6-710 H | IP65, 70°C axial fan | o |  | 2216.4 | 5604974600 | SP153100450
HCFT/4-800 H-X | IP55, 40°C axial fan |  |  | 2780.51 | 5604263300 | SP153100480
HCFT/4-800 L-X | IP55, 40°C axial fan |  |  | 2495.45 | 5604262500 | SP153100470
HCFT/6-800 H-X | IP55, 40°C axial fan |  |  | 2248.56 |  | SP153100530
HCFT/6-800 L-X | IP55, 40°C axial fan |  |  | on request
HCFT/4-900 H-X | IP55, 40°C axial fan |  |  | 4210.17 |  | SP153100500
HCFT/4-900 L-X | IP55, 40°C axial fan |  |  | 3289.19 |  | SP153100490
HCFT/6-900 H-X | IP55, 40°C axial fan |  |  | on request
HCFT/6-900 L-X | IP55, 40°C axial fan |  |  | on request
HCFT/4-1000 H-X | IP55, 40°C axial fan |  |  | 4994.43 |  | SP153100520
HCFT/4-1000 L-X | IP55, 40°C axial fan |  |  | on request
HCFT/6-1000 H-X | IP55, 40°C axial fan |  |  | 3334.06 |  | SP153100540
HCFT/6-1000 L-X | IP55, 40°C axial fan |  |  | on request
TCBB / TCBT axial fans
TCBB/2-250 H | IP54, 40°C axial fan 230 V | o |  | 983.09 | 5705079600 | SP173100010
TCBB/4-250 H | IP54, 40°C axial fan 230 V | o |  | 775.57 | 5705079700 | SP173100040
TCBT/2-250 H | IP54, 40°C axial fan 230/400 V | o |  | 968.53 | 5705080000 | SP174200010
TCBT/4-250 H | IP54, 40°C axial fan 230/400 V |  |  | 810.63 | 5705080100 | SP174200040
TCBB/4-315 H | IP54, 40°C axial fan 230 V | o |  | 831 | 5705079800 | SP173100050
TCBT/4-315 H | IP54, 40°C axial fan 230/400 V | o |  | 833.68 | 5705080200 | SP174200052
TCBB/4-355 H | IP54, 40°C axial fan 230 V | o |  | 979.75 | 5705079900 | SP173100060
TCBB/6-355 H | IP54, 40°C axial fan 230 V |  |  | 1091.75 | 5604656800 | SP173100130
TCBT/4-355 H | IP54, 40°C axial fan 230/400 V | o |  | 1005.57 | 5705080300 | SP174200061
TCBT/6-355 H | IP54, 40°C axial fan 230/400 V |  |  | 1243.27 | 5604468800 | SP174200200
TCBB/4-400 H | IP54, 40°C axial fan 230 V | o |  | 1100.39 | 5740124200 | SP173100070
TCBB/6-400 H | IP54, 40°C axial fan 230 V |  |  | 1230.03 | 5604331800 | SP173100140
TCBT/4-400 H | IP54, 40°C axial fan 230/400 V | o |  | 1169.53 | 5740124800 | SP174200072
TCBT/6-400 H | IP54, 40°C axial fan 230/400 V |  |  | 1225.48 |  | SP174200211
TCBB/4-450 H | IP65, 70°C axial fan 230 V | o |  | 1473.55 | 5604636400 | SP173100080
TCBT/4-450 H | IP65, 70°C axial fan 230/400 V | o |  | 1473.55 | 5603003500 | SP174200081
TCBT/6-450 H | IP65, 70°C axial fan 230/400 V |  |  | 1368.27 | 5604311200 | SP174200221
TCBB/4-500 H | IP65, 70°C axial fan 230 V | o |  | 1584.23 | 5604636300 | SP173100090
TCBB/6-500 H | IP65, 70°C axial fan 230 V |  |  | 1598.97 | 5604633200 | SP173100160
TCBT/4-500 H | IP65, 70°C axial fan 230/400 V | o |  | 1621.31 | 5603999700 | SP174200092
TCBT/6-500 H | IP65, 70°C axial fan 230/400 V | o |  | 1392.72 | 5604317800 | SP174200231
TCBB/4-560 L | IP65, 70°C axial fan 230 V | o |  | 1727.07 | 5604634700 | SP173100110
TCBB/4-560 H | IP65, 70°C axial fan 230 V | o |  | 1892.15 | 5604634800 | SP173100100
TCBB/6-560 L | IP65, 70°C axial fan 230 V |  |  | 1847.98 | 5604636500 | SP173100180
TCBT/4-560 L | IP65, 70°C axial fan 230/400 V | o |  | 1851.78 | 5603205600 | SP174200112
TCBT/4-560 H | IP65, 70°C axial fan 230/400 V | o |  | 1907.03 | 5603994500 | SP174200102
TCBT/6-560 H | IP65, 70°C axial fan 230/400 V |  |  | 1750.72 |  | SP174200241
TCBB/4-630 L | IP65, 70°C axial fan 230 V | o |  | 2303.8 | 5604638700 | SP173100120
TCBB/6-630 L | IP65, 70°C axial fan 230 V |  |  | 1994.01 | 5604639600 | SP173100200
TCBT/4-630 L | IP65, 70°C axial fan 230/400 V | o |  | 2138.62 | 5604309000 | SP174200132
TCBT/4-630 H | IP65, 70°C axial fan 230/400 V | o |  | 2251.14 | 5604308800 | SP174200121
TCBT/6-630 L | IP65, 70°C axial fan 400 V |  |  | 2079.25 | 5603999600 | SP174200270
TCBT/6-630 H | IP65, 70°C axial fan 400 V |  |  | 2254.23 | 5603999500 | SP174200260
TCBB/6-710 L | IP65, 70°C axial fan 230 V |  |  | 2563.94 | 5604633400 | SP173100220
TCBT/4-710 L PTC | IP55, 40°C axial fan 230/400 V | o |  | 2580.93 | 5605013700 | SP174200151
TCBT/4-710 H PTC | IP55, 40°C axial fan 230/400 V | o |  | 2750.28 | 5605019600 | SP174200145
TCBT/6-710 L | IP65, 70°C axial fan 230/400 V |  |  | 2044.23 |  | SP174200291
TCBT/6-710 H | IP65, 70°C axial fan 230/400 V |  |  | 2207.01 | 5604309200 | SP174200281
TCBT/4-800 L PTC | IP55, 40°C axial fan 230/400 V |  |  | 2826 | 5605013600 | SP174200191
TCBT/4-800 K PTC | IP55, 40°C axial fan 400 V |  |  | 3341.38 | 5605768600 | SP174200180
TCBT/4-800 G PTC | IP55, 40°C axial fan 400 V |  |  | 3763.32 | 5605768500 | SP174200160
TCBT/4-800 H PTC | IP55, 40°C axial fan 400 V |  |  | 4200.69 | 5605768400 | SP174200170
TCBT/6-800 L PTC | IP55, 40°C axial fan 230/400 V |  |  | 2675.42 | 5605013000 | SP174200332
TCBT/6-800 K PTC | IP55, 40°C axial fan 230/400 V |  |  | 2751.97 |  | SP174200321
TCBT/6-800 G PTC | IP55, 40°C axial fan 230/400 V |  |  | 2979.39 |  | SP174200301
TCBT/6-800 H PTC | IP55, 40°C axial fan 400 V |  |  | 3617.29 |  | SP174200310
TBT special middle pressure axial fans
TBT/2-400 | IP55, 40°C middle pressure axial fan |  |  | 2968.31 | 5114010100 | SP189100010
TBT/2-450 | IP55, 40°C middle pressure axial fan |  |  | 3768.24 | 5114011900 | SP189100020
TCBBx2 / TCBTx2 middle pressure axial fans
TCBBx2/4-450 | IP65, 70°C middle pressure axial fan 230 V | o |  | 2410.73 | 5605764700 | SP173300010
TCBBx2/4-500 | IP65, 70°C middle pressure axial fan 230 V | o |  | 2482.31 | 5605385300 | SP173300020
TCBBx2/4-560 | IP65, 70°C middle pressure axial fan 230 V |  |  | 3489.29 | 5605767200 | SP173300030
TCBBx2/4-630 | IP65, 70°C middle pressure axial fan 230 V |  |  | 3927.98 | 5605765200 | SP173300040
TCBTx2/4-450 | IP65, 70°C middle pressure axial fan 230/400 V | o |  | 2355.25 | 5605765000 | SP174301012
TCBTx2/4-500 | IP65, 70°C middle pressure axial fan 230/400 V | o |  | 2452.74 | 5605766600 | SP174301022
TCBTx2/4-560 | IP65, 70°C middle pressure axial fan 230/400 V | o |  | 3380.62 | 5605766700 | SP174301032
TCBTx2/4-630 | IP65, 70°C middle pressure axial fan 400 V |  |  | 4011.48 | 5605765100 | SP174301040
TGT axial fans with variable pitch angle impeller
wide axial fans range | IP55, IE3, -20 až +40 °C
specific design on request
diameter | 400 - 1600 mm
airflow direction | impeller - motor or motor - impeller
casing configuration | C - short casing
CK - short casing with external terminal box for ease of connection
LK - long casing with external terminal box for ease of connection, and a spy hole to check impeller rotation
LP - long casing with inspection door for easy access to motor
LPK - long casing with both external terminal box and inspection door
impeller pitch angle | 18º - 34º
number of blades | 3, 6, 9 or 12
Accessories for TGT
TAD 400 | inlet diffuser | o |  | 361.29 |  | PR551103050
TAD 450 | inlet diffuser | o |  | 389.54 |  | PR551103060
TAD 500 | inlet diffuser |  |  | 444.37 |  | PR551103070
TAD 560 | inlet diffuser | o |  | 493.14 |  | PR551103080
TAD 630 | inlet diffuser | o |  | 523.65 |  | PR551103090
TAD 710 | inlet diffuser |  |  | 721.97 |  | PR551103100
TADF 800 | inlet diffuser with net |  |  | 670.71 | 5120870800 | SP402102010
TADF 900 | inlet diffuser with net |  |  | 845.27 | 5120870900 | SP402102020
TADF 1000 | inlet diffuser with net |  |  | 902.96 | 5120871000 | SP402102030
TADF 1120 | inlet diffuser with net |  |  | 1076.26 |  | SP402102035
TADF 1250 | inlet diffuser with net |  |  | 1309.22 | 5120871100 | SP402102040
TADF 1409 | inlet diffuser with net |  |  | 1586.77 |  | SP402102050
TADF 1609 | inlet diffuser with net |  |  | 1667.78 |  | SP402102060
ACOP 400 | flexible connection | o |  | 115.66 | 5138910100 | PR110100040
ACOP 450 | flexible connection | o |  | 119.65 | 5138910200 | PR110100050
ACOP 500 | flexible connection | o |  | 150.3 | 5138910300 | PR110100060
ACOP 560 | flexible connection | o |  | 182.12 | 5138910400 | PR110100070
ACOP 630 | flexible connection | o |  | 200.15 | 5138910500 | PR110100080
ACOP 710 | flexible connection | o |  | 225.54 |  | PR110100090
ACOP 800 | flexible connection | o |  | 271.49 |  | PR110100100
ACOP 900 | flexible connection | o |  | 519.33 |  | PR110100110
ACOP 1000 | flexible connection |  |  | 596.78 |  | PR110100120
ACOP 1120 | flexible connection |  |  | 742.85 |  | PR110100125
ACOP 1250 | flexible connection |  |  | 826.08 |  | PR110100130
ACOP 1409 | flexible connection |  |  | on request |  | PR110100140
ACOP 1609 | flexible connection |  |  | on request |  | PR110100150
TVS 400 / 170 mm | extension piece |  |  | 146.03 |  | PR551102030
TVS 450 / 170 mm | extension piece |  |  | 223.85 |  | PR551102040
TVS 500 / 170 mm | extension piece |  |  | 177.8 |  | PR551102050
TVS 560 / 170 mm | extension piece |  |  | 209.21 |  | PR551102060
TVS 630 / 170 mm | extension piece |  |  | 241.36 |  | PR551102070
TVS 710 / 170 mm | extension piece |  |  | 292.8 |  | PR551102080
TVS 800 / 170 mm | extension piece |  |  | 348.66 |  | PR551102090
TVS 900 / 170 mm | extension piece |  |  | 551.86 |  | PR551102100
TVS 1000 / 170 mm | extension piece |  |  | 625.55 |  | PR551102110
TVS 1250 / 170 mm | extension piece |  |  | 750.08 |  | PR551102120
TSK 400 ED | back draft shutter | o |  | 249.39 |  | PR551100050
TSK 450 ED | back draft shutter | o |  | 260.18 |  | PR551100060
TSK 500 ED | back draft shutter | o |  | 286.7 |  | PR551100070
TSK 560 ED | back draft shutter | o |  | 316.88 |  | PR551100080
TSK 630 ED | back draft shutter | o |  | 603.07 |  | PR551100090
TSK 710 ED | back draft shutter |  |  | 674.13 |  | PR551100100
TSK 800 ED | back draft shutter |  |  | 765.76 |  | PR551100110
TSK 900 ED | back draft shutter |  |  | 1413.04 |  | PR551100120
TSK 1000 ED | back draft shutter |  |  | 1650.04 |  | PR551100130
TSK 1120 ED | back draft shutter |  |  | 1750.49 |  | PR551100135
TSK 1250 ED | back draft shutter |  |  | 1782.64 |  | PR551100140
TSK 1409 ED | back draft shutter |  |  | 3863.77 |  | PR551100150
TSK 1609 ED | back draft shutter |  |  | on request
TSKM 400 ED | back draft shutter with support for actuator |  |  | 401.98 |  | PR551101050
TSKM 450 ED | back draft shutter with support for actuator |  |  | 433.06 |  | PR551101060
TSKM 500 ED | back draft shutter with support for actuator |  |  | 465.35 |  | PR551101070
TSKM 560 ED | back draft shutter with support for actuator |  |  | 502.39 |  | PR551101080
TSKM 630 ED | back draft shutter with support for actuator |  |  | 636.63 |  | PR551101090
TAA 400 | silencer | o |  | 422.59 |  | PR551104050
TAA 450 | silencer | o |  | 443.48 |  | PR551104060
TAA 500 | silencer | o |  | 526.79 |  | PR551104070
TAA 560 | silencer | o |  | 591.15 |  | PR551104080
TAA 630 | silencer | o |  | 696.67 |  | PR551104090
TAA 710 | silencer |  |  | 840.86 |  | PR551104100
TAA 800 | silencer |  |  | 1023.92 |  | PR551104110
TAA 900 | silencer |  |  | 1480.21 |  | PR551104120
TAAC 1000 | silencer |  |  | 3546.13 |  | PR551105130
TAAC 1250 | silencer |  |  | 3754.68 |  | PR551105140
DEF 400 A8 | protection grille | o |  | 91.06 | 5138839700 | SP466100050
DEF 450 A8 | protection grille | o |  | 102.19 | 5138839600 | SP466100060
DEF 500 A8 | protection grille | o |  | 114.81 | 5138831200 | SP466100070
DEF 560 A8 | protection grille | o |  | 130.11 | 5138836100 | SP466100080
DEF 630 A8 | protection grille | o |  | 138.61 | 5138832000 | SP466100090
DEF 710 A8 | protection grille | o |  | 197.71 | 5138832100 | SP466100100
DEF 800 A8 | protection grille | o |  | 222.44 | 5138833800 | SP466100110
DEF 900 A8 | protection grille | o |  | 241.92 | 5138838700 | SP466100120
DEF 1000 A8 | protection grille |  |  | 325.33 | 5138834600 | SP466100130
DEF 1120 A8 | protection grille |  |  | 362.74 |  | SP466100135
DEF 1250 A8 | protection grille |  |  | 423.34 | 5138835300 | SP466100140
DEF 1409 A8 | protection grille |  |  | 668.27 |  | SP466100150
DEF 1609 A8 | protection grille |  |  | 769.89 |  | SP466100160
BRIDA 400 | flange | o |  | 55.2 | 5138909100 | PR140100040
BRIDA 450 | flange | o |  | 62.66 | 5138909200 | PR140100050
BRIDA 500 | flange | o |  | 73.55 | 5138909300 | PR140100060
BRIDA 560 | flange | o |  | 77.64 | 5138909400 | PR140100070
BRIDA 630 | flange | o |  | 95.19 | 5138909500 | PR140100080
BRIDA 710 | flange | o |  | 122.98 | 5138909600 | PR140100090
BRIDA 800 | flange | o |  | 156.12 | 5138909700 | PR140100100
BRIDA 900 | flange | o |  | 246.71 | 5138906700 | PR140100110
BRIDA 1000 | flange | o |  | 333.03 | 5138906800 | PR140100120
BRIDA 1120 | flange | o |  | 377.43 | 5138928900 | PR140100125
BRIDA 1250 | flange |  |  | 386.73 | 5138906900 | PR140100130
BRIDA 1409 | flange |  |  | 821.52 | 5138934900 | PR140100140
BRIDA 1609 | flange |  |  | on request |  | PR140100150
PIE 400 | assembly kit | o |  | 89.79 | 5138902900 | PR510100040
PIE 450 | assembly kit | o |  | 106.79 | 5138880900 | PR510100050
PIE 500 | assembly kit | o |  | 116.46 | 5138804900 | PR510100060
PIE 560 | assembly kit | o |  | 180.48 | 5138879100 | PR510100070
PIE 630 | assembly kit | o |  | 195.08 | 5138877500 | PR510100080
PIE 710 | assembly kit | o |  | 212.07 | 5120704100 | PR510100090
PIE 800 | assembly kit | o |  | 333.45 | 5138878300 | PR510100100
PIE 900 | assembly kit | o |  | 488.21 | 5120703300 | PR510100110
PIE 1000 | assembly kit | o |  | 514.54 | 5138806400 | PR510100120
PIE 1120 | assembly kit | o |  | 529.42 |  | PR510100125
PIE 1250 | assembly kit | o |  | 546.7 | 5138807200 | PR510100130
PIE 1409 | assembly kit |  |  | 584.53 |  | PR510100140
PIE 1609 | assembly kit |  |  | 829.97 |  | PR510100150
CHAP. 1.6 ROOF FANS
CRHB N / CRHT N / CRVB N / CRVT N Ecowatt economical roof fans
CRHB-250 N Ecowatt | IP44, 40°C radial roof fan |  |  | 1628.96 | 5136004100 | SP275302000
CRHB-280 N Ecowatt | IP44, 40°C radial roof fan | o |  | 2019.31 | 5136916100 | SP275302010
CRHB-315 N Ecowatt | IP44, 40°C radial roof fan | o |  | 2376.37 | 5136916200 | SP275302030
CRHB-355 N Ecowatt | IP44, 40°C radial roof fan | o |  | 2701.56 | 5136916300 | SP275302050
CRHB-400 N Ecowatt | IP44, 40°C radial roof fan |  |  | 3861.56 |  | SP275302070
CRHB-450 N Ecowatt | IP44, 40°C radial roof fan |  |  | 4010.82 |  | SP275302080
CRHT-450 N Ecowatt | IP54, 40°C radial roof fan |  |  | 3813.59 |  | SP275301200
CRHT-500 N Ecowatt | IP54, 40°C radial roof fan |  |  | 4091.18 |  | SP275301210
CRVB-250 N Ecowatt | IP44, 40°C radial roof fan |  |  | 1837.28 | 5136915800 | SP276302000
CRVB-280 N Ecowatt | IP44, 40°C radial roof fan | o |  | 2264.23 | 5136915800 | SP276302020
CRVB-315 N Ecowatt | IP44, 40°C radial roof fan |  |  | 2746.53 | 5136915900 | SP276302040
CRVB-355 N Ecowatt | IP44, 40°C radial roof fan |  |  | 3001.78 | 5136916000 | SP276302060
CRVB-400 N Ecowatt | IP44, 40°C radial roof fan |  |  | 3913.47 |  | SP276302080
CRVB-450 N Ecowatt | IP44, 40°C radial roof fan |  |  | 4064.71 |  | SP276302090
CRVT-450 N Ecowatt | IP54, 40°C radial roof fan |  |  | 3928.31 |  | SP276303000
CRVT-500 N Ecowatt | IP54, 40°C radial roof fan |  |  | 4093.06 |  | SP276303010
CTB Ecowatt economical roof fans
CTB/4-400/160 Ecowatt | IP44, 40°C roof fan |  |  | 1455.57 | 5136903300 | SP277100210
CTB/4-500/200 Ecowatt | IP44, 40°C roof fan |  |  | 1530.2 | 5136903200 | SP277100220
CTB/4-800/250 Ecowatt | IP44, 40°C roof fan |  |  | 1668.49 | 5136903100 | SP277100230
CTB/4-1300/315 Ecowatt | IP44, 40°C roof fan | o |  | 1780.43 | 5136903000 | SP277100240
CRHB / CRVB N Ecowatt Plus intelligent DCV system
CRHB-280 N Ecowatt Plus | IP44, 40 °C radial roof fan | o |  | 2705.6 | 5136912300 | SP275302020
CRHB-315 N Ecowatt Plus | IP44, 40 °C radial roof fan | o |  | 3757.54 | 5136913300 | SP275302040
CRHB-355 N Ecowatt Plus | IP44, 40 °C radial roof fan |  |  | 3942.25 | 5136914300 | SP275302060
CRVB-250 N Ecowatt Plus | IP44, 40 °C radial roof fan |  |  | 2433.87 |  | SP276302010
CRVB-280 N Ecowatt Plus | IP44, 40 °C radial roof fan | o |  | 2988.64 | 5136912400 | SP276302030
CRVB-315 N Ecowatt Plus | IP44, 40 °C radial roof fan |  |  | 3679.48 | 5136913400 | SP276302050
CRVB-355 N Ecowatt Plus | IP44, 40 °C radial roof fan |  |  | 4240.03 | 5136914400 | SP276302070
CTB Ecowatt Plus intelligent DCV system
CTB/4-400/160 Ecowatt Plus | IP44, 40 °C roof fan | o |  | 1758.7 | 5136900500 | SP277100110
CTB/4-500/200 Ecowatt Plus | IP44, 40 °C roof fan | o |  | 1849.62 | 5136900400 | SP277100120
CTB/4-800/250 Ecowatt Plus | IP44, 40 °C roof fan | o |  | 2017.71 | 5136900300 | SP277100130
CTB/4-1300/315 Ecowatt Plus | IP44, 40 °C roof fan | o |  | 2285.5 | 5136900200 | SP277100140
Accessories for CTB / CRHB N / CRVB N Ecowatt Plus
PROSYS Ecowatt | remote control / programming terminal | o |  | 238.4 | 5401624700 | SP600102100
TIMER RTC Ecowatt | additional module - programmable timer | o |  | 93.88 | 5401635500 | SP600102200
CTB roof fans
CTB/4-400/160 | IP54, 70°C roof fan for panel houses |  |  | 1164.41 | 5136896200 | SP277100010
CTB/4-500/200 | IP54, 70°C roof fan for panel houses | o |  | 1224.35 | 5136896300 | SP277100020
CTB/4-800/250 | IP54, 70°C roof fan for panel houses | o |  | 1334.8 | 5136896400 | SP277100030
CTB/4-1300/315 | IP54, 70°C roof fan for panel houses |  |  | 1428.91 | 5136896500 | SP277100040
CTB/4-1300/315 HN | IP55, 70°C roof fan with silencer |  |  | 1692.52 |  | SP277100050
Accessories for CTB / CTB Ecowatt / CTB Ecowatt Plus
MAA-CTB 400/160 | silencer for CTB |  |  | 208.13 |  | PR462100010
MAA-CTB 500/200 | silencer for CTB |  |  | 225.63 |  | PR462100020
MAA-CTB 800/250 | silencer for CTB | o |  | 296.89 |  | PR462100030
MAA-CTB 1300/315 | silencer for CTB | o |  | 423.15 |  | PR462100040
CRHB N / CRHT N / CRVB N/ CRVT N roof fans
CRHB/2-225 N | IP54, 70 °C roof fan | o |  | 836.92 | 5136911300 | SP275300010
CRHB/4-225 N | IP54, 70 °C roof fan |  |  | 762.94 | 5136911500 | SP275300030
CRVB/2-225 N | IP54, 70 °C roof fan |  |  | 926.24 | 5136911400 | SP276300010
CRVB/4-225 N | IP54, 70 °C roof fan |  |  | 933 | 5136911600 | SP276300030
CRHB/2-250 N | IP54, 70 °C roof fan |  |  | 855.51 | 5136911700 | SP275300020
CRHB/4-250 N | IP54, 70 °C roof fan |  |  | 782.33 | 5136911900 | SP275300040
CRVB/2-250 N | IP54, 70 °C roof fan |  |  | 956.75 | 5136911800 | SP276300020
CRVB/4-250 N | IP54, 70 °C roof fan |  |  | 999.37 | 5136912000 | SP276300040
CRHB/4-280 N | IP54, 70 °C roof fan |  |  | 1003.88 | 5136912100 | SP275300050
CRVB/4-280 N | IP54, 70 °C roof fan |  |  | 1232.47 | 5136912200 | SP276300050
CRHB/4-315 N | IP54, 70 °C roof fan | o |  | 1233.36 | 5136912500 | SP275300060
CRHB/6-315 N | IP54, 70 °C roof fan |  |  | 1219.99 | 5136912700 | SP275300090
CRHT/4-315 N | IP54, 70 °C roof fan |  |  | 1309.54 | 5136912900 | SP275301010
CRHT/6-315 N | IP54, 70 °C roof fan |  |  | 1392.44 | 5136913100 | SP275301090
CRVB/4-315 N | IP54, 70 °C roof fan |  |  | 1537.1 | 5136912600 | SP276300060
CRVB/6-315 N | IP54, 50 °C roof fan |  |  | 1505.37 | 5136912800 | SP276300080
CRVT/4-315 N | IP54, 70 °C roof fan |  |  | 1462 | 5136913000 | SP276301010
CRVT/6-315 N | IP54, 70 °C roof fan |  |  | 1583.34 | 5136913200 | SP276301030
CRHB/4-355 N | IP54, 70 °C roof fan | o |  | 1470.73 | 5136913500 | SP275300070
CRHB/6-355 N | IP54, 70 °C roof fan |  |  | 1474.72 | 5136913700 | SP275300100
CRHT/4-355 N | IP54, 65 °C roof fan | o |  | 1472.84 | 5136913900 | SP275301020
CRHT/6-355 N | IP54, 70 °C roof fan |  |  | 1516.78 | 5136914100 | SP275301100
CRVB/4-355 N | IP54, 70 °C roof fan |  |  | 1732.93 | 5136913600 | SP276300070
CRVB/6-355 N | IP54, 50 °C roof fan |  |  | 1660.93 | 5136913800 | SP276300090
CRVT/4-355 N | IP54, 65 °C roof fan | o |  | 1728.47 | 5136914000 | SP276301020
CRVT/6-355 N | IP54, 70 °C roof fan |  |  | 1780.06 | 5136914200 | SP276301040
CRHB/4-400 N | IP54, 55 °C roof fan |  |  | 1698.2 | 5136916800 | SP275300080
CRHB/6-400 N | IP54, 70 °C roof fan |  |  | 1688.34 | 5136917000 | SP275300110
CRHT/4-400 N | IP54, 70 °C roof fan |  |  | 1681.44 | 5136917200 | SP275301030
CRHT/6-400 N | IP54, 70 °C roof fan |  |  | 1671.72 | 5136917400 | SP275301110
CRVB/4-400 N | IP54, 55 °C roof fan |  |  | 1844.83 | 5136916900 | SP276300072
CRVB/6-400 N | IP54, 70 °C roof fan |  |  | 1809.4 | 5136917100 | SP276300100
CRVT/4-400 N | IP54, 70 °C roof fan |  |  | 1824.32 | 5136917300 | SP276301022
CRVT/6-400 N | IP54, 70 °C roof fan |  |  | 1786.91 | 5136917500 | SP276301050
CRHB/4-450 N | IP54, 70 °C roof fan |  |  | 2083.75 | 5136917600 | SP275300085
CRHB/6-450 N | IP54, 60 °C roof fan |  |  | 2150.73 | 5136917800 | SP275300120
CRHT/4-450 N | IP54, 60 °C roof fan |  |  | 2111.4 | 5136918000 | SP275301060
CRHT/6-450 N | IP54, 70 °C roof fan |  |  | 2084.36 | 5136918200 | SP275301120
CRVB/4-450 N | IP54, 70 °C roof fan |  |  | 2304.41 | 5136917700 | SP276300074
CRVB/6-450 N | IP54, 60 °C roof fan |  |  | 2382.19 | 5136917900 | SP276300110
CRVT/4-450 N | IP54, 70 °C roof fan |  |  | 2382.38 | 5136918100 | SP276301024
CRVT/6-450 N | IP54, 70 °C roof fan |  |  | 2183.92 | 5136918300 | SP276301060
CRHB/4-500 N | IP54, 40 °C roof fan |  |  | 2508.69 | 5136979000 | SP275300087
CRHB/6-500 N | IP54, 70 °C roof fan |  |  | 2392.23 | 5136979200 | SP275300130
CRHT/4-500 N | IP54, 70 °C roof fan |  |  | 2520.89 | 5136979400 | SP275301070
CRHT/6-500 N | IP54, 70 °C roof fan |  |  | 2376.65 | 5136979600 | SP275301130
CRVB/4-500 N | IP54, 40 °C roof fan |  |  | 2966.53 | 5136979100 | SP276300076
CRVB/6-500 N | IP54, 70 °C roof fan |  |  | 2846.6 | 5136979300 | SP276300120
CRVT/4-500 N | IP54, 70 °C roof fan |  |  | 2977.14 | 5136979500 | SP276301026
CRVT/6-500 N | IP54, 70 °C roof fan |  |  | 2788.07 | 5136979700 | SP276301070
CRHB/6-560 N | IP54, 70 °C roof fan |  |  | 2938.79 | 5136979800 | SP275300140
CRHT/4-560 N | IP54, 60 °C roof fan |  |  | 2999.62 | 5136980000 | SP275301080
CRHT/6-560 N | IP54, 70 °C roof fan |  |  | 2814.21 | 5136980200 | SP275301140
CRVB/6-560 N | IP54, 70 °C roof fan |  |  | 3567.77 | 5136979900 | SP276300130
CRVT/4-560 N | IP54, 60 °C roof fan |  |  | 3635.13 | 5136980100 | SP276301028
CRVT/6-560 N | IP54, 70 °C roof fan |  |  | 3295.48 | 5136980300 | SP276301080
CRHB/6-630 N | IP54, 50 °C roof fan |  |  | 3354.95 | 5136980400 | SP275300150
CRHT/6-630 N | IP54, 55 °C roof fan |  |  | 2996.57 | 5136980600 | SP275301150
CRVB/6-630 N | IP54, 50 °C roof fan |  |  | 3597.39 | 5136980500 | SP276300140
CRVT/6-630 N | IP54, 55 °C roof fan |  |  | 3472.3 | 5136980700 | SP276301090
CTHB / CTHT / CTVB / CTVT roof fans
CTHB/4-140 | IP55, 200°C roof fan |  |  | 939.81 | 5136201000 | SP270100010
CTHB/4-180 N | IP55, 200°C roof fan |  |  | 1003.27 | 5136063600 | SP270200020
CTHT/4-180 N | IP55, 200°C roof fan |  |  | 992.85 | 5136063500 | SP271200020
CTVB/4-180 N | IP55, 200°C roof fan |  |  | 1293.16 | 5136063100 | SP272200020
CTVT/4-180 N | IP55, 200°C roof fan |  |  | 1216.79 | 5136063000 | SP273300020
CTHB/4-200 N | IP55, 200°C roof fan |  |  | 1210.6 | 5136065100 | SP270200030
CTHB/6-200 N | IP55, 200°C roof fan |  |  | 1267.16 | 5136065300 | SP270200080
CTHT/4-200 N | IP55, 200°C roof fan |  |  | 1260.02 | 5136065000 | SP271200030
CTHT/6-200 N | IP55, 200°C roof fan |  |  | 1238.15 | 5136065200 | SP271200090
CTVB/4-200 N | IP55, 200°C roof fan |  |  | 1441.96 | 5136064600 | SP272200030
CTVB/6-200 N | IP55, 200°C roof fan |  |  | 1512.37 | 5136064800 | SP272200075
CTVT/4-200 N | IP55, 200°C roof fan |  |  | 1450.88 | 5136064500 | SP273300030
CTVT/6-200 N | IP55, 200°C roof fan |  |  | 1575.45 | 5136064700 | SP273300080
CTHB/4-225 N | IP55, 200°C roof fan |  |  | 1436.47 | 5136923600 | SP270200040
CTHB/6-225 N | IP55, 200°C roof fan |  |  | 1476.04 | 5136923800 | SP270200090
CTHT/4-225 N | IP55, 200°C roof fan | o |  | 1333.72 | 5136923500 | SP271200040
CTHT/6-225 N | IP55, 200°C roof fan |  |  | 1450.46 | 5136923700 | SP271200100
CTVB/4-225 N | IP55, 200°C roof fan |  |  | 1612.16 | 5136923100 | SP272200040
CTVB/6-225 N | IP55, 200°C roof fan |  |  | 1632.48 | 5136923300 | SP272200080
CTVT/4-225 N | IP55, 200°C roof fan |  |  | 1548.37 | 5136923000 | SP273300040
CTVT/6-225 N | IP55, 200°C roof fan |  |  | 1654.22 | 5136923200 | SP273300090
CTHB/4-250 N | IP55, 120°C roof fan |  |  | 1769.31 | 5136070100 | SP270200050
CTHB/6-250 N | IP55, 120°C roof fan |  |  | 1729.51 | 5136070300 | SP270200100
CTHT/4-250 N | IP55, 120°C roof fan | o |  | 1757.76 | 5136070000 | SP271200050
CTHT/6-250 N | IP55, 120°C roof fan |  |  | 1730.02 | 5136070200 | SP271200110
CTVB/4-250 N | IP55, 120°C roof fan |  |  | 2178.05 | 5136069600 | SP272200050
CTVB/6-250 N | IP55, 120°C roof fan |  |  | 2187.3 | 5136069800 | SP272200090
CTVT/4-250 N | IP55, 120°C roof fan |  |  | 2052.07 | 5136069500 | SP273300050
CTVT/6-250 N | IP55, 120°C roof fan |  |  | 2074.79 | 5136069700 | SP273300095
CTHB/4-315 N | IP55, 120°C roof fan | o |  | 1958.76 | 5136075100 | SP270200060
CTHB/6-315 N | IP55, 120°C roof fan |  |  | 1958.76 | 5136075300 | SP270200110
CTHT/4-315 N | IP55, 120°C roof fan | o |  | 1954.06 | 5136075000 | SP271200060
CTHT/6-315 N | IP55, 120°C roof fan |  |  | 1968.19 | 5136075200 | SP271200120
CTVB/4-315 N | IP55, 120°C roof fan |  |  | 2331.97 | 5136074600 | SP272200060
CTVB/6-315 N | IP55, 120°C roof fan |  |  | 2299.16 | 5136074800 | SP272200100
CTVT/4-315 N | IP55, 120°C roof fan |  |  | 2187.3 | 5136074500 | SP273300060
CTVT/6-315 N | IP55, 120°C roof fan |  |  | 2154.77 | 5136074700 | SP273300100
CTHB/4-400 N | IP55, 120°C roof fan |  |  | 2401.86 | 5136926600 | SP270200070
CTHB/6-400 N | IP55, 120°C roof fan |  |  | 2322.48 | 5136926800 | SP270200120
CTHT/4-400 N | IP55, 120°C roof fan | o |  | 2355.15 | 5136926500 | SP271200070
CTHT/6-400 N | IP55, 120°C roof fan |  |  | 2168.52 | 5136926700 | SP271200130
CTVB/4-400 N | IP55, 120°C roof fan |  |  | 2828.95 | 5136926100 | SP272200070
CTVB/6-400 N | IP55, 120°C roof fan |  |  | 2910.25 | 5136926300 | SP272200110
CTVT/4-400 N | IP55, 120°C roof fan | o |  | 2663.07 | 5136926000 | SP273300070
CTVT/6-400 N | IP55, 120°C roof fan |  |  | 2676.92 | 5136926200 | SP273300110
CTHT/4-450 N | IP55, 120°C roof fan |  |  | 2602.9 |  | SP271200210
CTHT/6-450 N | IP55, 120°C roof fan |  |  | 2533.47 |  | SP271200310
CTHT/4/8-450 N | IP55, 120°C roof fan |  |  | 3280.41 |  | SP271201010
CTHT/6/12-450 N | IP55, 120°C roof fan |  |  | 3141.57 |  | SP271201110
CTVT/4-450 N | IP55, 120°C roof fan |  |  | 2983.1 |  | SP273300210
CTVT/6-450 N | IP55, 120°C roof fan |  |  | 3283.18 |  | SP273300310
CTVT/4/8-450 N | IP55, 120°C roof fan |  |  | 3408.37 |  | SP273301010
CTVT/6/12-450 N |  |  |  | 3913.05 |  | SP273301110
CTHT/6-500 N | IP55, 120°C roof fan |  |  | 3418.18 |  | SP271200320
CTHT/6/12-500 N | IP55, 120°C roof fan |  |  | 4238.57 |  | SP271201120
CTVT/6-500 N | IP55, 120°C roof fan |  |  | 3809.22 |  | SP273300320
CTVT/6/12-500 N |  |  |  | 4545.88 |  | SP273301120
CTHT/6-560 N | IP55, 120°C roof fan |  |  | 3819.97 |  | SP271200330
CTHT/6/12-560 N | IP55, 120°C roof fan |  |  | 4736.78 |  | SP271201130
CTVT/6-560 N | IP55, 120°C roof fan |  |  | 4602.07 |  | SP273300330
CTVT/6/12-560 N |  |  |  | 5384.44 |  | SP273301130
CTHT/6-630 N | IP55, 120°C roof fan |  |  | 4706.13 |  | SP271200340
CTHT/6/12-630 N | IP55, 120°C roof fan |  |  | 5835.57 |  | SP271201140
CTVT/6-630 N | IP55, 120°C roof fan |  |  | 5226.26 |  | SP273300340
CTVT/6/12-630 N |  |  |  | 6829.26 |  | SP273301140
CTHT/6-630 H | IP55, 120°C roof fan |  |  | on request
CTVT/6-630 H | IP55, 120°C roof fan |  |  | 7006.88 |  | SP273100156
CTHT/6-710 N | IP55, 120°C roof fan |  |  | 7019.79 |  | SP271200350
CTHT/6/12-710 N | IP55, 120°C roof fan |  |  | 8704.51 |  | SP271201150
CTVT/6-710 N | IP55, 120°C roof fan |  |  | 6700.23 |  | SP273300350
CTVT/6/12-710 N |  |  |  | 8884.48 |  | SP273301150
CTHT/6-710 H | IP55, 120°C roof fan |  |  | on request |  | SP271100310
CTVT/6-710 H | IP55, 120°C roof fan |  |  | 9179.49 |  | SP273100166
HCTB / HCTT inlet and outlet axial roof fans
HCTB/4-315 A | IP65, 70°C roof fan - inlet |  |  | 1115.17 | 5113507700 | SP160100015
HCTB/4-315 B | IP65, 70°C roof fan - outlet |  |  | 1115.17 | 5113500200 | SP160100010
HCTT/4-315 A | IP65, 70°C roof fan - inlet |  |  | 1097.19 | 5113437700 | SP161100015
HCTT/4-315 B | IP65, 70°C roof fan - outlet |  |  | 1076.4 | 5113431000 | SP161100010
HCTB/4-355 A | IP65, 70°C roof fan - inlet |  |  | 1274.25 | 5113508500 | SP160100025
HCTB/4-355 B | IP65, 70°C roof fan - outlet |  |  | 1274.25 | 5113501000 | SP160100020
HCTT/4-355 A | IP65, 70°C roof fan - inlet |  |  | 1207.83 |  | SP161100025
HCTT/4-355 B | IP65, 70°C roof fan - outlet |  |  | 1229.56 | 5113432800 | SP161100020
HCTB/4-400 A | IP65, 70°C roof fan - inlet |  |  | 1371.5 | 5113509300 | SP160100035
HCTB/4-400 B | IP65, 70°C roof fan - outlet | o |  | 1371.5 | 5113502800 | SP160100030
HCTT/4-400 A | IP65, 70°C roof fan - inlet |  |  | 1371.5 | 5113439300 | SP161100035
HCTT/4-400 B | IP65, 70°C roof fan - outlet | o |  | 1371.5 | 5113433600 | SP161100030
HCTB/4-450 A | IP65, 70°C roof fan - inlet |  |  | 1605.63 | 5113510100 | SP160100045
HCTB/4-450 B | IP65, 70°C roof fan - outlet |  |  | 1605.63 | 5113503600 | SP160100040
HCTB/6-450 A | IP65, 70°C roof fan - inlet |  |  | 1680.03 |  | SP160100315
HCTB/6-450 B | IP65, 70°C roof fan - outlet |  |  | 1680.03 |  | SP160100310
HCTT/4-450 A | IP65, 70°C roof fan - inlet |  |  | 1565.31 | 5113440100 | SP161100045
HCTT/4-450 B | IP65, 70°C roof fan - outlet | o |  | 1565.31 | 5113434400 | SP161100040
HCTT/6-450 A | IP65, 70°C roof fan - inlet |  |  | 1555.93 |  | SP161100315
HCTT/6-450 B | IP65, 70°C roof fan - outlet |  |  | 1641.5 | 5113448400 | SP161100310
HCTB/4-500 A | IP65, 70°C roof fan - inlet |  |  | 1786.35 | 5113511900 | SP160100055
HCTB/4-500 B | IP65, 70°C roof fan - outlet | o |  | 1786.35 | 5113504400 | SP160100050
HCTB/6-500 A | IP65, 70°C roof fan - inlet |  |  | 1715.1 | 5113524200 | SP160100325
HCTB/6-500 B | IP65, 70°C roof fan - outlet |  |  | 1715.1 | 5113519200 | SP160100320
HCTT/4-500 A | IP65, 70°C roof fan - inlet |  |  | 1678.01 | 5113441900 | SP161100055
HCTT/4-500 B | IP65, 70°C roof fan - outlet | o |  | 1678.01 | 5113435100 | SP161100050
HCTT/6-500 A | IP65, 70°C roof fan - inlet |  |  | 1674.82 | 5113454200 | SP161100325
HCTT/6-500 B | IP65, 70°C roof fan - outlet |  |  | 1674.82 | 5113419500 | SP161100320
HCTB/4-560 A | IP65, 70°C roof fan - inlet |  |  | 2133.74 | 5113512700 | SP160100065
HCTB/4-560 B | IP65, 70°C roof fan - outlet |  |  | 2133.74 | 5113505100 | SP160100060
HCTB/6-560 A | IP65, 70°C roof fan - inlet |  |  | 1830.52 | 5113525900 | SP160100335
HCTB/6-560 B | IP65, 70°C roof fan - outlet |  |  | 1830.52 | 5113520000 | SP160100330
HCTT/4-560 A | IP65, 70°C roof fan - inlet |  |  | 2056.67 | 5113442700 | SP161100065
HCTT/4-560 B | IP65, 70°C roof fan - outlet | o |  | 2056.67 | 5113436900 | SP161100060
HCTT/6-560 A | IP65, 70°C roof fan - inlet |  |  | 1791.93 | 5113455900 | SP161100335
HCTT/6-560 B | IP65, 70°C roof fan - outlet |  |  | 1791.93 | 5113450000 | SP161100330
HCTB/4-630 A | IP65, 70°C roof fan - inlet |  |  | 2355.39 | 5113513500 | SP160100075
HCTB/4-630 B | IP65, 70°C roof fan - outlet |  |  | 2355.39 | 5113506900 | SP160100070
HCTB/6-630 A | IP65, 70°C roof fan - inlet |  |  | 1760.2 |  | SP160100345
HCTB/6-630 B | IP65, 70°C roof fan - outlet |  |  | 1856.99 | 5113521800 | SP160100340
HCTT/4-630 A | IP65, 70°C roof fan - inlet |  |  | 2297.42 | 5113408800 | SP161100075
HCTT/4-630 B | IP65, 70°C roof fan - outlet | o |  | 2297.42 | 5113407000 | SP161100070
HCTT/6-630 A | IP65, 70°C roof fan - inlet |  |  | 1723.69 |  | SP161100345
HCTT/6-630 B | IP65, 70°C roof fan - outlet |  |  | 1818.46 | 5113451800 | SP161100340
HCTT/4-710 A | IP65, 70°C roof fan - inlet |  |  | 3223.47 | 5113485600 | SP161100085
HCTT/4-710 B | IP65, 70°C roof fan - outlet | o |  | 3223.47 | 5113497100 | SP161100080
HCTT/6-710 A | IP65, 70°C roof fan - inlet |  |  | 2655.19 |  | SP161100355
HCTT/6-710 B | IP65, 70°C roof fan - outlet |  |  | 2801.17 | 5113464100 | SP161100350
HCTT/8-710 A | IP65, 70°C roof fan - inlet |  |  | 3314.53 |  | SP161100515
HCTT/8-710 B | IP65, 70°C roof fan - outlet |  |  | 3314.53 |  | SP161100510
HCTT/4-800 A | IP55, 40°C roof fan - inlet |  |  | 4065.93 | 5113465800 | SP161100095
HCTT/4-800 B | IP55, 40°C roof fan - outlet |  |  | 4065.93 | 5113461700 | SP161100090
HCTT/6-800 A | IP55, 40°C roof fan - inlet |  |  | 4698.48 |  | SP161100365
HCTT/6-800 B | IP55, 40°C roof fan - outlet |  |  | 4183.18 | 5113470800 | SP161100360
HCTT/8-800 A | IP55, 40°C roof fan - inlet |  |  | 4694.39 |  | SP161100525
HCTT/8-800 B | IP55, 40°C roof fan - outlet |  |  | 4694.39 |  | SP161100520
HCTT/4-900 A | IP55, 40°C roof fan - inlet |  |  | 6609.17 | 5113468200 | SP161100105
HCTT/4-900 B | IP55, 40°C roof fan - outlet |  |  | 6609.17 | 5113462500 | SP161100100
HCTT/6-900 A | IP55, 40°C roof fan - inlet |  |  | 7234.77 |  | SP161100375
HCTT/6-900 B | IP55, 40°C roof fan - outlet |  |  | 7234.77 |  | SP161100370
HCTT/8-900 A | IP55, 40°C roof fan - inlet |  |  | 7121.97 |  | SP161100535
HCTT/8-900 B | IP55, 40°C roof fan - outlet |  |  | 7022.13 | 5113475700 | SP161100530
HCTT/4-1000 A | IP55, 40°C roof fan - inlet |  |  | 7257.53 | 5113469000 | SP161100115
HCTT/4-1000 B | IP55, 40°C roof fan - outlet |  |  | 7257.53 | 5113463600 | SP161100110
HCTT/6-1000 A | IP55, 40°C roof fan - inlet |  |  | 7136.06 |  | SP161100385
HCTT/6-1000 B | IP55, 40°C roof fan - outlet |  |  | 7136.06 |  | SP161100380
HCTT/8-1000 A | IP55, 40°C roof fan - inlet |  |  | 7471.06 |  | SP161100545
HCTT/8-1000 B | IP55, 40°C roof fan - outlet |  |  | 7471.06 |  | SP161100540
Accessories for CTH / CTV / CRH / CRV / HCT
JMS 300 | assembly frame |  |  | 194.28 |  | PR380100020
JMS 435 | assembly frame |  |  | 207.38 |  | PR380100030
JMS 560 | assembly frame |  |  | 231.46 |  | PR380100040
JMS 630 | assembly frame |  |  | 249.29 |  | PR380100050
JMS 710 | assembly frame |  |  | 305.76 |  | PR380100060
JMS 905 | assembly frame |  |  | 366.92 |  | PR380100070
JMS 1100 | assembly frame |  |  | 390.72 |  | PR380100010
JPA 300 | adapter for JCA, JBR, JAE installation | o |  | 63.51 |  | PR390100020
JPA 435 | adapter for JCA, JBR, JAE installation | o |  | 79.66 |  | PR390100030
JPA 560 | adapter for JCA, JBR, JAE installation | o |  | 89.89 |  | PR390100040
JPA 630 | adapter for JCA, JBR, JAE installation | o |  | 136.97 |  | PR390100050
JPA 710 | adapter for JCA, JBR, JAE installation | o |  | 162.6 |  | PR390100060
JPA 905 | adapter for JCA, JBR, JAE installation | o |  | 213.67 |  | PR390100070
JPA 1100 | adapter for JCA, JBR, JAE installation | o |  | 264.5 |  | PR390100010
JCA 300 | back draft shutter | o |  | 170.86 |  | PR340100020
JCA 435 | back draft shutter | o |  | 179.26 |  | PR340100030
JCA 560 | back draft shutter | o |  | 224.7 |  | PR340100040
JCA 630 | back draft shutter | o |  | 244.6 |  | PR340100050
JCA 710 | back draft shutter | o |  | 282.2 |  | PR340100060
JCA 905 | back draft shutter | o |  | 301.07 | 5136886800 | PR340100070
JCA 1100 | back draft shutter | o |  | 372.98 |  | PR340100010
JCM 300 | back draft shutter with support for actuator |  |  | 406.35 |  | PR350100020
JCM 435 | back draft shutter with support for actuator |  |  | 437.52 |  | PR350100030
JCM 560 | back draft shutter with support for actuator |  |  | 471.78 |  | PR350100040
JCM 630 | back draft shutter with support for actuator |  |  | 514.17 |  | PR350100050
JCM 710 | back draft shutter with support for actuator |  |  | 576.83 |  | PR350100060
JCM 905 | back draft shutter with support for actuator |  |  | 688.4 |  | PR350100070
JCM 1100 | back draft shutter with support for actuator |  |  | 724.45 |  | PR350100010
JBR 300 | flange | o |  | 37.55 | 5138907200 | PR320100020
JBR 435 | flange | o |  | 45.53 | 5138907300 | PR320100030
JBR 560 | flange | o |  | 52.99 | 5138907400 | PR320100040
JBR 630 | flange | o |  | 61.3 | 5138907500 | PR320100050
JBR 710 | flange | o |  | 79.14 | 5138907600 | PR320100060
JBR 905 | flange | o |  | 104.49 | 5138907700 | PR320100070
JBR 1100 | flange | o |  | 117.49 | 5138907800 | PR320100010
JAE 300 | flexible connection | o |  | 74.77 |  | PR310100010
JAE 435 | flexible connection | o |  | 90.64 |  | PR310100020
JAE 560 | flexible connection | o |  | 105.19 |  | PR310100030
JAE 630 | flexible connection | o |  | 120.91 |  | PR310100040
JAE 710 | flexible connection | o |  | 155.46 |  | PR310100050
JAE 905 | flexible connection |  |  | 205.59 |  | PR310100060
JAE 1100 | flexible connection | o |  | 243.33 |  | PR310100070
JAA 300 | plinth silencer | o |  | 394.1 |  | PR300100020
JAA 435 | plinth silencer | o |  | 483.56 |  | PR300100030
JAA 560 | plinth silencer | o |  | 684.6 |  | PR300100040
JAA 630 | plinth silencer | o |  | 917.04 |  | PR300100050
JAA 710 | plinth silencer | o |  | 1002.42 | 5136865200 | PR300100060
JAA 905 | plinth silencer | o |  | 1134.74 |  | PR300100070
JAA 1100 | plinth silencer | o |  | 1388.73 |  | PR300100010
JBS 300 | plinth for fan installation | o |  | 266.28 | 5136810800 | PR330100010
JBS 435 | plinth for fan installation | o |  | 382.36 |  | PR330100020
JBS 560 | plinth for fan installation | o |  | 459.62 |  | PR330100030
JBS 630 | plinth for fan installation | o |  | 555.61 |  | PR330100040
JBS 710 | plinth for fan installation |  |  | 629.21 |  | PR330100050
JBS 905 | plinth for fan installation |  |  | 799.41 |  | PR330100060
JBS 1100 | plinth for fan installation |  |  | 923.85 |  | PR330100070
JBS 300 úhel 20° | angled plinth for fan installation, angle 20° |  |  | 303.83 |  | PR330101140
JBS 435 úhel 20° | angled plinth for fan installation, angle 20° |  |  | 429.96 |  | PR330102140
JBS 560 úhel 20° | angled plinth for fan installation, angle 20° |  |  | 517.03 |  | PR330103140
JBS 630 úhel 20° | angled plinth for fan installation, angle 20° |  |  | 624.9 |  | PR330104140
JBS 710 úhel 20° | angled plinth for fan installation, angle 20° |  |  | 707.51 |  | PR330105140
JBS 905 úhel 20° | angled plinth for fan installation, angle 20° |  |  | 899.02 |  | PR330106140
JBS 1100 úhel 20° | angled plinth for fan installation, angle 20° |  |  | 1070.02 |  | PR330107140
JBS 300 úhel 25° | angled plinth for fan installation, angle 25° |  |  | 303.83 |  | PR330101150
JBS 435 úhel 25° | angled plinth for fan installation, angle 25° |  |  | 429.96 |  | PR330102150
JBS 560 úhel 25° | angled plinth for fan installation, angle 25° |  |  | 517.03 |  | PR330103150
JBS 630 úhel 25° | angled plinth for fan installation, angle 25° |  |  | 624.9 |  | PR330104150
JBS 710 úhel 25° | angled plinth for fan installation, angle 25° |  |  | 707.51 |  | PR330105150
JBS 905 úhel 25° | angled plinth for fan installation, angle 25° |  |  | 899.02 |  | PR330106150
JBS 1100 úhel 25° | angled plinth for fan installation, angle 25° |  |  | 1070.02 |  | PR330107150
JBS 300 úhel 30° | angled plinth for fan installation, angle 30° |  |  | 303.83 |  | PR330101160
JBS 435 úhel 30° | angled plinth for fan installation, angle 30° |  |  | 429.96 |  | PR330102160
JBS 560 úhel 30° | angled plinth for fan installation, angle 30° |  |  | 517.03 |  | PR330103160
JBS 630 úhel 30° | angled plinth for fan installation, angle 30° |  |  | 624.9 |  | PR330104160
JBS 710 úhel 30° | angled plinth for fan installation, angle 30° |  |  | 707.51 |  | PR330105160
JBS 905 úhel 30° | angled plinth for fan installation, angle 30° |  |  | 899.02 |  | PR330106160
JBS 1100 úhel 30° | angled plinth for fan installation, angle 30° |  |  | 1070.02 |  | PR330107160
JBS 300 úhel 35° | angled plinth for fan installation, angle 35° |  |  | 303.83 |  | PR330101170
JBS 435 úhel 35° | angled plinth for fan installation, angle 35° |  |  | 429.96 |  | PR330102170
JBS 560 úhel 35° | angled plinth for fan installation, angle 35° |  |  | 517.03 |  | PR330103170
JBS 630 úhel 35° | angled plinth for fan installation, angle 35° |  |  | 624.9 |  | PR330104170
JBS 710 úhel 35° | angled plinth for fan installation, angle 35° |  |  | 707.51 |  | PR330105170
JBS 905 úhel 35° | angled plinth for fan installation, angle 35° |  |  | 899.02 |  | PR330106170
JBS 1100 úhel 35° | angled plinth for fan installation, angle 35° |  |  | 1070.02 |  | PR330107170
JBS 300 úhel 40° | angled plinth for fan installation, angle 40° |  |  | 303.83 |  | PR330101180
JBS 435 úhel 40° | angled plinth for fan installation, angle 40° |  |  | 429.96 |  | PR330102180
JBS 560 úhel 40° | angled plinth for fan installation, angle 40° |  |  | 517.03 |  | PR330103180
JBS 630 úhel 40° | angled plinth for fan installation, angle 40° |  |  | 624.9 |  | PR330104180
JBS 710 úhel 40° | angled plinth for fan installation, angle 40° |  |  | 707.51 |  | PR330105180
JBS 905 úhel 40° | angled plinth for fan installation, angle 40° |  |  | 899.02 |  | PR330106180
JBS 1100 úhel 40° | angled plinth for fan installation, angle 40° |  |  | 1030.78 |  | PR330107180
JBS 300 úhel 45° | angled plinth for fan installation, angle 45° |  |  | 303.83 |  | PR330101190
JBS 435 úhel 45° | angled plinth for fan installation, angle 45° |  |  | 429.96 |  | PR330102190
JBS 560 úhel 45° | angled plinth for fan installation, angle 45° |  |  | 517.03 |  | PR330103190
JBS 630 úhel 45° | angled plinth for fan installation, angle 45° |  |  | 624.9 |  | PR330104190
JBS 710 úhel 45° | angled plinth for fan installation, angle 45° |  |  | 707.51 |  | PR330105190
JBS 905 úhel 45° | angled plinth for fan installation, angle 45° |  |  | 899.02 |  | PR330106190
JBS 1100 úhel 45° | angled plinth for fan installation, angle 45° |  |  | 1070.02 |  | PR330107190
TH inlet and outlet 3-speed roof fans
TH 500/150 3V | IP44, 60°C 3-speed roof fan | o |  | 561.81 | 5220004800 | SP201100210
TH 500/160 3V | IP44, 60°C 3-speed roof fan | o |  | 561.81 | 5220005100 | SP201100220
TH 800 3V | IP44, 60°C 3-speed roof fan | o |  | 671.04 | 5220001300 | SP201100235
TH 800 N 3V | IP44, 60°C 3-speed roof fan | o |  | 678.55 | 5220007900 | SP201100230
TH 1300 3V | IP44, 60°C 3-speed roof fan | o |  | 1270.87 | 5220003100 | SP201100240
TH 2000 3V | IP44, 60°C 3-speed roof fan | o |  | 1338.41 | 5220004000 | SP201100250
TH Ecowatt inlet and outlet 2-speed economical roof fans
TH 500/150 Ecowatt | IP44, 60°C 2-speed roof fan | o |  | 843.68 | 5220025200 | SP201100110
TH 500/160 Ecowatt | IP44, 60°C 2-speed roof fan | o |  | 843.68 | 5220025300 | SP201100120
TH 800/200 Ecowatt | IP44, 60°C 2-speed roof fan | o |  | 1017.3 | 5220025100 | SP201100130
TH 1300/250 Ecowatt | IP44, 60°C 2-speed roof fan | o |  | 1667.36 | 5220003900 | SP201100140
TH 2000/315 Ecowatt | IP44, 60°C 2-speed roof fan | o |  | 1870.93 | 5220003800 | SP201100150
TPSB radial roof fans
TPSB/2-190/060 | IP44, 70°C radial roof fan |  |  | 512.99 | 5505003700 | SP201102010
TPSB/2-225/088 | IP44, 60°C radial roof fan | o |  | 864.99 | 5505003900 | SP201102020
TPSB/2-250/084 | IP44, 60°C radial roof fan |  |  | 913.99 | 5505004100 | SP201102030
TPSB Ecowatt radial roof fans
TPSB-190/060 Ecowatt | IP44, 60°C economical radial roof fan |  |  | 699.48 | 5505003800 | SP201102110
TPSB-225/088 Ecowatt | IP44, 50°C economical radial roof fan |  |  | 1134.93 | 5505004000 | SP201102120
TPSB-250/084 Ecowatt | IP44, 50°C economical radial roof fan |  |  | 1199.29 | 5505004200 | SP201102130
TU roof turbines
TU 150 standard | roof turbine for rectangular duct |  | * | 199.54 |  | DA100100010
TU 200 standard | roof turbine for rectangular duct | o | * | 216.9 |  | DA100100020
TU 250 standard | roof turbine for rectangular duct |  | * | 286.23 |  | DA100100030
TU 300 standard | roof turbine for rectangular duct | o | * | 329.56 |  | DA100100040
TU 150 N | extension of roof turbine for rectangular duct |  | * | 221.08 |  | DA100100110
TU 200 N | extension of roof turbine for rectangular duct |  | * | 238.5 |  | DA100100120
TU 250 N | extension of roof turbine for rectangular duct |  | * | 303.55 |  | DA100100130
TU 300 N | extension of roof turbine for rectangular duct |  | * | 364.24 |  | DA100100140
TU 150 B-S | roof turbine for circular duct | o | * | 186.44 |  | DA100100210
TU 200 B-S | roof turbine for circular duct | o | * | 199.54 |  | DA100100220
TU 250 B-S | roof turbine for circular duct | o | * | 260.09 |  | DA100100230
TU 300 B-S | roof turbine for circular duct | o | * | 303.55 |  | DA100100240
CHAP. 1.7 FIRE FANS
CHAT-N radial duct fire fans
CHAT/4-400 N | IP55, 400°C/2 hours radial duct fan |  |  | 3735.06 | 5148101200 | SP283100060
CHAT/4-450 N | IP55, 400°C/2 hours radial duct fan |  |  | 3953.42 | 5148101300 | SP283100070
CHAT/4-500 N | IP55, 400°C/2 hours radial duct fan |  |  | 4215.71 | 5148101400 | SP283100080
CHAT/4-560 N | IP55, 400°C/2 hours radial duct fan |  |  | 4879.33 | 5148101500 | SP283100090
CHAT/4-630 N | IP55, 400°C/2 hours radial duct fan |  |  | 6319.18 | 5148101600 | SP283100100
CHAT/4-710 N | IP55, 400°C/2 hours radial duct fan |  |  | 7062.36 | 5148101700 | SP283100110
CHAT/6-560 N | IP55, 400°C/2 hours radial duct fan |  |  | 4697.12 | 5148101900 | SP283100120
CHAT/6-630 N | IP55, 400°C/2 hours radial duct fan |  |  | 5432.79 | 5148102000 | SP283100130
CHAT/6-710 N | IP55, 400°C/2 hours radial duct fan |  |  | 6719.29 | 5148102100 | SP283100140
CHAT/6-800 N | IP55, 400°C/2 hours radial duct fan |  |  | 8958.03 | 5148102200 | SP283100150
CHAT/4/8-450 N | IP55, 400°C/2 hours radial duct fan |  |  | 4205.39 | 5148102300 | SP283101070
CHAT/4/8-500 N | IP55, 400°C/2 hours radial duct fan |  |  | 4549.21 | 5148102400 | SP283101080
CHAT/4/8-560 N | IP55, 400°C/2 hours radial duct fan |  |  | 5612.84 | 5148102500 | SP283101090
CHAT/4/8-630 N | IP55, 400°C/2 hours radial duct fan |  |  | 7148.17 | 5148102600 | SP283101100
CHAT/4/8-710 N | IP55, 400°C/2 hours radial duct fan |  |  | 7695 | 5148102700 | SP283101110
CTVT HP fire roof fans |  |  |  | on request
CTH / CTV fire roof fans
CTHB/4-225 N | IP55, 200°C roof fan |  |  | 1436.47 | 5136923600 | SP270200040
CTHB/6-225 N | IP55, 200°C roof fan |  |  | 1476.04 | 5136923800 | SP270200090
CTHT/4-225 N | IP55, 200°C roof fan | o |  | 1333.72 | 5136923500 | SP271200040
CTHT/6-225 N | IP55, 200°C roof fan |  |  | 1450.46 | 5136923700 | SP271200100
CTVB/4-225 N | IP55, 200°C roof fan |  |  | 1612.16 | 5136923100 | SP272200040
CTVB/6-225 N | IP55, 200°C roof fan |  |  | 1632.48 | 5136923300 | SP272200080
CTVT/4-225 N | IP55, 200°C roof fan |  |  | 1548.37 | 5136923000 | SP273300040
CTVT/6-225 N | IP55, 200°C roof fan |  |  | 1654.22 | 5136923200 | SP273300090
CTHB/4-250 N | IP55, 120°C roof fan |  |  | 1769.31 | 5136070100 | SP270200050
CTHB/6-250 N | IP55, 120°C roof fan |  |  | 1729.51 | 5136070300 | SP270200100
CTHT/4-250 N | IP55, 120°C roof fan | o |  | 1757.76 | 5136070000 | SP271200050
CTHT/6-250 N | IP55, 120°C roof fan |  |  | 1730.02 | 5136070200 | SP271200110
CTVB/4-250 N | IP55, 120°C roof fan |  |  | 2178.05 | 5136069600 | SP272200050
CTVB/6-250 N | IP55, 120°C roof fan |  |  | 2187.3 | 5136069800 | SP272200090
CTVT/4-250 N | IP55, 120°C roof fan |  |  | 2052.07 | 5136069500 | SP273300050
CTVT/6-250 N | IP55, 120°C roof fan |  |  | 2074.79 | 5136069700 | SP273300095
CTHB/4-315 N | IP55, 120°C roof fan | o |  | 1958.76 | 5136075100 | SP270200060
CTHB/6-315 N | IP55, 120°C roof fan |  |  | 1958.76 | 5136075300 | SP270200110
CTHT/4-315 N | IP55, 120°C roof fan | o |  | 1954.06 | 5136075000 | SP271200060
CTHT/6-315 N | IP55, 120°C roof fan |  |  | 1968.19 | 5136075200 | SP271200120
CTVB/4-315 N | IP55, 120°C roof fan |  |  | 2331.97 | 5136074600 | SP272200060
CTVB/6-315 N | IP55, 120°C roof fan |  |  | 2299.16 | 5136074800 | SP272200100
CTVT/4-315 N | IP55, 120°C roof fan |  |  | 2187.3 | 5136074500 | SP273300060
CTVT/6-315 N | IP55, 120°C roof fan |  |  | 2154.77 | 5136074700 | SP273300100
CTHB/4-400 N | IP55, 120°C roof fan |  |  | 2401.86 | 5136926600 | SP270200070
CTHB/6-400 N | IP55, 120°C roof fan |  |  | 2322.48 | 5136926800 | SP270200120
CTHT/4-400 N | IP55, 120°C roof fan | o |  | 2355.15 | 5136926500 | SP271200070
CTHT/6-400 N | IP55, 120°C roof fan |  |  | 2168.52 | 5136926700 | SP271200130
CTVB/4-400 N | IP55, 120°C roof fan |  |  | 2828.95 | 5136926100 | SP272200070
CTVB/6-400 N | IP55, 120°C roof fan |  |  | 2910.25 | 5136926300 | SP272200110
CTVT/4-400 N | IP55, 120°C roof fan | o |  | 2663.07 | 5136926000 | SP273300070
CTVT/6-400 N | IP55, 120°C roof fan |  |  | 2676.92 | 5136926200 | SP273300110
CTHT/4-450 N | IP55, 120°C roof fan |  |  | 2602.9 |  | SP271200210
CTHT/6-450 N | IP55, 120°C roof fan |  |  | 2533.47 |  | SP271200310
CTHT/4/8-450 N | IP55, 120°C roof fan |  |  | 3280.41 |  | SP271201010
CTHT/6/12-450 N | IP55, 120°C roof fan |  |  | 3141.57 |  | SP271201110
CTVT/4-450 N | IP55, 120°C roof fan |  |  | 2983.1 |  | SP273300210
CTVT/6-450 N | IP55, 120°C roof fan |  |  | 3283.18 |  | SP273300310
CTVT/4/8-450 N | IP55, 120°C roof fan |  |  | 3408.37 |  | SP273301010
CTVT/6/12-450 N |  |  |  | 3913.05 |  | SP273301110
CTHT/6-500 N | IP55, 120°C roof fan |  |  | 3418.18 |  | SP271200320
CTHT/6/12-500 N | IP55, 120°C roof fan |  |  | 4238.57 |  | SP271201120
CTVT/6-500 N | IP55, 120°C roof fan |  |  | 3809.22 |  | SP273300320
CTVT/6/12-500 N |  |  |  | 4545.88 |  | SP273301120
CTHT/6-560 N | IP55, 120°C roof fan |  |  | 3819.97 |  | SP271200330
CTHT/6/12-560 N | IP55, 120°C roof fan |  |  | 4736.78 |  | SP271201130
CTVT/6-560 N | IP55, 120°C roof fan |  |  | 4602.07 |  | SP273300330
CTVT/6/12-560 N |  |  |  | 5384.44 |  | SP273301130
CTHT/6-630 N | IP55, 120°C roof fan |  |  | 4706.13 |  | SP271200340
CTHT/6/12-630 N | IP55, 120°C roof fan |  |  | 5835.57 |  | SP271201140
CTVT/6-630 N | IP55, 120°C roof fan |  |  | 5226.26 |  | SP273300340
CTVT/6/12-630 N |  |  |  | 6829.26 |  | SP273301140
CTHT/6-630 H | IP55, 120°C roof fan |  |  | on request
CTVT/6-630 H | IP55, 120°C roof fan |  |  | 7006.88 |  | SP273100156
CTHT/6-710 N | IP55, 120°C roof fan |  |  | 7019.79 |  | SP271200350
CTHT/6/12-710 N | IP55, 120°C roof fan |  |  | 8704.51 |  | SP271201150
CTVT/6-710 N | IP55, 120°C roof fan |  |  | 6700.23 |  | SP273300350
CTVT/6/12-710 N |  |  |  | 8884.48 |  | SP273301150
CTHT/6-710 H | IP55, 120°C roof fan |  |  | on request |  | SP271100310
CTVT/6-710 H | IP55, 120°C roof fan |  |  | 9179.49 |  | SP273100166
Accessories for CTHT,CTVT
JBS 300 BR | assembly plinth, 400°C/2 hours |  |  | 471.97 |  | PR330200010
JBS 435 BR | assembly plinth, 400°C/2 hours |  |  | 668.17 |  | PR330200020
JBS 560 BR | assembly plinth, 400°C/2 hours |  |  | 803.26 |  | PR330200030
JBS 630 BR | assembly plinth, 400°C/2 hours |  |  | 971.02 |  | PR330200040
JBS 710 BR | assembly plinth, 400°C/2 hours |  |  | 1099.63 |  | PR330200050
JBS 905 BR | assembly plinth, 400°C/2 hours |  |  | 1397.09 |  | PR330200060
JBS 1100 BR | assembly plinth, 400°C/2 hours |  |  | 1662.9 |  | PR330200070
JPA 300 | adapter for damper installation | o |  | 63.51 |  | PR390100020
JPA 435 | adapter for damper installation | o |  | 79.66 |  | PR390100030
JPA 560 | adapter for damper installation | o |  | 89.89 |  | PR390100040
JPA 630 | adapter for damper installation | o |  | 136.97 |  | PR390100050
JPA 710 | adapter for damper installation | o |  | 162.6 |  | PR390100060
JPA 905 | adapter for damper installation | o |  | 213.67 |  | PR390100070
JPA 1100 | adapter for damper installation | o |  | 264.5 |  | PR390100010
JCA 300 BR | back draft shutter, 400°C/2 hours |  |  | 298.39 |  | PR340101021
JCA 435 BR | back draft shutter, 400°C/2 hours |  |  | 313.41 |  | PR340101031
JCA 560 BR | back draft shutter, 400°C/2 hours |  |  | 392.74 |  | PR340101041
JCA 630 BR | back draft shutter, 400°C/2 hours |  |  | 427.28 |  | PR340101051
JCA 710 BR | back draft shutter, 400°C/2 hours |  |  | 493 |  | PR340101061
JCA 905 BR | back draft shutter, 400°C/2 hours |  |  | 526.09 |  | PR340101071
JCA 1100 BR | back draft shutter, 400°C/2 hours |  |  | 671.32 |  | PR340101011
JBR 300 BR | flange, 400°C/2 hours |  |  | 37.55 |  | DP121101010
JBR 435 BR | flange, 400°C/2 hours |  |  | 45.53 |  | DP121101020
JBR 560 BR | flange, 400°C/2 hours |  |  | 52.99 |  | DP121101030
JBR 630 BR | flange, 400°C/2 hours |  |  | 61.3 |  | DP121101040
JBR 710 BR | flange, 400°C/2 hours |  |  | 79.14 |  | DP121101050
JBR 905 BR | flange, 400°C/2 hours |  |  | 104.49 |  | DP121101060
JBR 1100 BR | flange, 400°C/2 hours |  |  | 117.49 |  | DP121101070
JAE 300 BR | flexible connection, 400°C/2 hours |  |  | 366.5 |  | PR311100010
JAE 435 BR | flexible connection, 400°C/2 hours |  |  | 378.8 |  | PR311100020
JAE 560 BR | flexible connection, 400°C/2 hours |  |  | 409.82 |  | PR311100030
JAE 630 BR | flexible connection, 400°C/2 hours |  |  | 421.65 |  | PR311100040
JAE 710 BR | flexible connection, 400°C/2 hours |  |  | 559.89 |  | PR311100050
JAE 905 BR | flexible connection, 400°C/2 hours |  |  | 646.53 |  | PR311100060
JAE 1100 BR | flexible connection, 400°C/2 hours |  |  | 851.66 |  | PR311100070
JAA 300 BR | silencer, 400°C/2 hours |  |  | 765.2 |  | PR300101010
JAA 435 BR | silencer, 400°C/2 hours |  |  | 943.47 |  | PR300101020
JAA 560 BR | silencer, 400°C/2 hours |  |  | 1329.12 |  | PR300101030
JAA 630 BR | silencer, 400°C/2 hours |  |  | 1780.81 |  | PR300101040
JAA 710 BR | silencer, 400°C/2 hours |  |  | 1946.69 |  | PR300101050
JAA 905 BR | silencer, 400°C/2 hours |  |  | 2203.26 |  | PR300101060
JAA 1100 BR | silencer, 400°C/2 hours |  |  | 3191.65 |  | PR300101070
CVHT radial fire fans
CVHT-9/9 | IP55, 400°C/2 hours radial fan |  |  | on request
CVHT-10/10 | IP55, 400°C/2 hours radial fan |  |  | on request
CVHT-12/12 | IP55, 400°C/2 hours radial fan |  |  | on request
CVHT-15/15 | IP55, 400°C/2 hours radial fan |  |  | on request
CVHT-18/18 | IP55, 400°C/2 hours radial fan |  |  | on request
CVHT-20/20 | IP55, 400°C/2 hours radial fan |  |  | on request
CVHT-22/22 | IP55, 400°C/2 hours radial fan |  |  | on request
CVHT-25/25 | IP55, 400°C/2 hours radial fan |  |  | on request
CVHT-30/28 | IP55, 400°C/2 hours radial fan |  |  | on request
HGHT axial fire roof fans
HGHT-V 800 | IP55, 400°C/2 hours axial roof fan |  |  | on request
HGHT-V 900 | IP55, 400°C/2 hours axial roof fan |  |  | on request
HGHT-V 1000 | IP55, 400°C/2 hours axial roof fan |  |  | on request
HGHT-V 1250 | IP55, 400°C/2 hours axial roof fan |  |  | on request
IFHT fire jet fans
IFHT/4/8-50N F400 | IP55, 400°C/2 hours radial fire jet fan |  |  | 4287.62 | 5143921400 | SP292100110
IFHT/4/8-75N F400 | IP55, 400°C/2 hours radial fire jet fan |  |  | 5472.83 | 5143921300 | SP292100120
IFHT/4/8-100N F400 | IP55, 400°C/2 hours radial fire jet fan |  |  | 6089.32 | 5143921200 | SP292100130
IFHT/4/8-50N F300 | IP55, 300°C/2 hours radial fire jet fan |  |  | 3927.37 | 5143959500 | SP292100211
IFHT/4/8-75N F300 | IP55, 300°C/2 hours radial fire jet fan |  |  | 4647.13 | 5143919800 | SP292100220
IFHT/4/8-100N F300 | IP55, 300°C/2 hours radial fire jet fan |  |  | 5249.26 | 5143919600 | SP292100230
ILHT radial fans | viz kapitola 1.4
SILENT small radial fire fans
SILENT ECO A 60/F90 | IPX5 small radial fan |  |  | 508.82 |  | WG168100010
SILENT ECO A 60/GL/F90 | IPX5 small radial fan |  |  | 515.72 |  | WG168100020
SILENT ECO A 100/F90 | IPX5 small radial fan | o |  | 508.82 |  | WG170100010
SILENT ECO A 100/GL/F90 | IPX5 small radial fan |  |  | 515.72 |  | WG170100020
SILENT ECO U 60/F90 H | IPX5 small radial fan |  |  | 508.82 |  | WG172100010
SILENT ECO U 60/F90 Z | IPX5 small radial fan |  |  | 508.82 |  | WG172100020
SILENT ECO U 60/GL/F90 H | IPX5 small radial fan |  |  | 527.73 |  | WG172100030
SILENT ECO U 60/GL/F90 Z | IPX5 small radial fan |  |  | 527.73 |  | WG172100040
SILENT ECO U 100/F90 H | IPX5 small radial fan | o |  | 508.82 |  | WG174100010
SILENT ECO U 100/F90 Z | IPX5 small radial fan | o |  | 508.82 |  | WG174100020
SILENT ECO U 100/GL/F90 H | IPX5 small radial fan |  |  | 527.73 |  | WG174100030
SILENT ECO U 100/GL/F90 Z | IPX5 small radial fan |  |  | 527.73 |  | WG174100040
SILENT support | shaft support for SILENT ECO U | o |  | 36.33 |  | WG830100050
THGT axial fire duct fans
wide axial fans range | IP55, IE3, F400(120), on request F300 / F200 (120).
specific design on request
diameter | 400 - 1600 mm
airflow direction | impeller - motor or motor - impeller
casing configuration | C - short casing
CK - short casing with external terminal box for ease of connection
LK - long casing with external terminal box for ease of connection, and a spy hole to check impeller rotation
LP - long casing with inspection door for easy access to motor
LPK - long casing with both external terminal box and inspection door
impeller pitch angle | 18º - 34º
number of blades | 3, 6, 9 or 12
Accessories for THGT
R-THGT | roof fans with electric controlled damper F400(120) |  |  | on request
TAD 400 | inlet diffuser | o |  | 361.29 |  | PR551103050
TAD 450 | inlet diffuser | o |  | 389.54 |  | PR551103060
TAD 500 | inlet diffuser |  |  | 444.37 |  | PR551103070
TAD 560 | inlet diffuser | o |  | 493.14 |  | PR551103080
TAD 630 | inlet diffuser | o |  | 523.65 |  | PR551103090
TAD 710 | inlet diffuser |  |  | 721.97 |  | PR551103100
TADF 800 | inlet diffuser with net |  |  | 670.71 | 5120870800 | SP402102010
TADF 900 | inlet diffuser with net |  |  | 845.27 | 5120870900 | SP402102020
TADF 1000 | inlet diffuser with net |  |  | 902.96 | 5120871000 | SP402102030
TADF 1120 | inlet diffuser with net |  |  | 1076.26 |  | SP402102035
TADF 1250 | inlet diffuser with net |  |  | 1309.22 | 5120871100 | SP402102040
TADF 1409 | inlet diffuser with net |  |  | 1586.77 |  | SP402102050
TADF 1609 | inlet diffuser with net |  |  | 1667.78 |  | SP402102060
ACOP 400 BR | flexible connection 400°C/2 hours |  |  | 253.66 |  | DP120100040
ACOP 450 BR | flexible connection 400°C/2 hours |  |  | 264.59 |  | DP120100050
ACOP 500 BR | flexible connection 400°C/2 hours |  |  | 309.56 |  | DP120100060
ACOP 560 BR | flexible connection 400°C/2 hours |  |  | 372.6 |  | DP120100070
ACOP 630 BR | flexible connection 400°C/2 hours |  |  | 419.73 |  | DP120100080
ACOP 710 BR | flexible connection 400°C/2 hours |  |  | 481.69 |  | DP120100090
ACOP 800 BR | flexible connection 400°C/2 hours |  |  | 616.96 |  | DP120100100
ACOP 900 BR | flexible connection 400°C/2 hours |  |  | 886.02 |  | DP120100110
ACOP 1000 BR | flexible connection 400°C/2 hours |  |  | 987.31 |  | DP120100120
ACOP 1120 BR | flexible connection 400°C/2 hours |  |  | 1116.39 |  | DP120100125
ACOP 1250 BR | flexible connection 400°C/2 hours |  |  | 1406.19 |  | DP120100130
TSK 400 BR | back draft shutter 400°C/2 hours |  |  | 505.2 |  | PR551100550
TSK 450 BR | back draft shutter 400°C/2 hours |  |  | 534.77 |  | PR551100560
TSK 500 BR | back draft shutter 400°C/2 hours |  |  | 543.13 |  | PR551100570
TSK 560 BR | back draft shutter 400°C/2 hours |  |  | 568.57 |  | PR551100580
TSK 630 BR | back draft shutter 400°C/2 hours |  |  | 722.62 |  | PR551100590
TSK 710 BR | back draft shutter 400°C/2 hours |  |  | 993.88 |  | PR551100600
TSK 800 BR | back draft shutter 400°C/2 hours |  |  | 1118.64 |  | PR551100610
TSK 900 BR | back draft shutter 400°C/2 hours |  |  | 2087.98 |  | PR551100620
TSK 1000 BR | back draft shutter 400°C/2 hours |  |  | 2352.67 |  | PR551100630
TSK 1120 BR | back draft shutter 400°C/2 hours |  |  | 2418.85 |  | PR551100635
TSK 1250 BR | back draft shutter 400°C/2 hours |  |  | 2491.09 |  | PR551100640
TSK 1409 BR | back draft shutter 400°C/2 hours |  |  | 4185.72 |  | PR551100650
TSK-V 560 BR | back draft shutter for horizontal duct 400°C/2 hours |  |  | 934.88 |  | PR551101580
TSK-V 630 BR | back draft shutter for horizontal duct 400°C/2 hours |  |  | 1027.35 |  | PR551101590
TSK-V 710 BR | back draft shutter for horizontal duct 400°C/2 hours |  |  | 1240.87 |  | PR551101600
TSK-V 800 BR | back draft shutter for horizontal duct 400°C/2 hours |  |  | 1672.33 |  | PR551101610
TSK-V 900 BR | back draft shutter for horizontal duct 400°C/2 hours |  |  | 2225.93 |  | PR551101620
TSK-V 1000 BR | back draft shutter for horizontal duct 400°C/2 hours |  |  | 2487.57 |  | PR551101630
TSK-V 1120 BR | back draft shutter for horizontal duct 400°C/2 hours |  |  | 2894.57 |  | PR551101635
TSK-V 1250 BR | back draft shutter for horizontal duct 400°C/2 hours |  |  | 3071.67 |  | PR551101640
TSK-V 1409 BR | back draft shutter for horizontal duct 400°C/2 hours |  |  | 3803.03 |  | PR551101650
BRIDA 400 | flange | o |  | 55.2 | 5138909100 | PR140100040
BRIDA 450 | flange | o |  | 62.66 | 5138909200 | PR140100050
BRIDA 500 | flange | o |  | 73.55 | 5138909300 | PR140100060
BRIDA 560 | flange | o |  | 77.64 | 5138909400 | PR140100070
BRIDA 630 | flange | o |  | 95.19 | 5138909500 | PR140100080
BRIDA 710 | flange | o |  | 122.98 | 5138909600 | PR140100090
BRIDA 800 | flange | o |  | 156.12 | 5138909700 | PR140100100
BRIDA 900 | flange | o |  | 246.71 | 5138906700 | PR140100110
BRIDA 1000 | flange | o |  | 333.03 | 5138906800 | PR140100120
BRIDA 1120 | flange | o |  | 377.43 | 5138928900 | PR140100125
BRIDA 1250 | flange |  |  | 386.73 | 5138906900 | PR140100130
BRIDA 1409 | flange |  |  | 821.52 | 5138934900 | PR140100140
BRIDA 1609 | flange |  |  | on request |  | PR140100150
DEF 400 A8 | protection grille | o |  | 91.06 | 5138839700 | SP466100050
DEF 450 A8 | protection grille | o |  | 102.19 | 5138839600 | SP466100060
DEF 500 A8 | protection grille | o |  | 114.81 | 5138831200 | SP466100070
DEF 560 A8 | protection grille | o |  | 130.11 | 5138836100 | SP466100080
DEF 630 A8 | protection grille | o |  | 138.61 | 5138832000 | SP466100090
DEF 710 A8 | protection grille | o |  | 197.71 | 5138832100 | SP466100100
DEF 800 A8 | protection grille | o |  | 222.44 | 5138833800 | SP466100110
DEF 900 A8 | protection grille | o |  | 241.92 | 5138838700 | SP466100120
DEF 1000 A8 | protection grille |  |  | 325.33 | 5138834600 | SP466100130
DEF 1120 A8 | protection grille |  |  | 362.74 |  | SP466100135
DEF 1250 A8 | protection grille |  |  | 423.34 | 5138835300 | SP466100140
DEF 1409 A8 | protection grille |  |  | 668.27 |  | SP466100150
DEF 1609 A8 | protection grille |  |  | 769.89 |  | SP466100160
DEF 500 D | protection grille |  |  | 398.79 | 5138824700 | SP466101070
DEF 560 D | protection grille |  |  | 434 | 5120642300 | SP466101080
DEF 630 D | protection grille |  |  | 452.68 |  | SP466101090
DEF 710 D | protection grille |  |  | 536.56 | 5138830400 | SP466101100
DEF 800 D | protection grille |  |  | 622.74 | 5138826200 | SP466101110
DEF 900 D | protection grille |  |  | 754.02 | 5138837900 | SP466101120
DEF 1000 D | protection grille |  |  | 792.19 | 5138827000 | SP466101130
DEF 1120 D | protection grille |  |  | 927.84 |  | SP466101135
DEF 1250 D | protection grille |  |  | 1006.32 | 5138828800 | SP466101140
PIE 400 | assembly kit | o |  | 89.79 | 5138902900 | PR510100040
PIE 450 | assembly kit | o |  | 106.79 | 5138880900 | PR510100050
PIE 500 | assembly kit | o |  | 116.46 | 5138804900 | PR510100060
PIE 560 | assembly kit | o |  | 180.48 | 5138879100 | PR510100070
PIE 630 | assembly kit | o |  | 195.08 | 5138877500 | PR510100080
PIE 710 | assembly kit | o |  | 212.07 | 5120704100 | PR510100090
PIE 800 | assembly kit | o |  | 333.45 | 5138878300 | PR510100100
PIE 900 | assembly kit | o |  | 488.21 | 5120703300 | PR510100110
PIE 1000 | assembly kit | o |  | 514.54 | 5138806400 | PR510100120
PIE 1120 | assembly kit | o |  | 529.42 |  | PR510100125
PIE 1250 | assembly kit | o |  | 546.7 | 5138807200 | PR510100130
PIE 1409 | assembly kit |  |  | 584.53 |  | PR510100140
PIE 1609 | assembly kit |  |  | 829.97 |  | PR510100150
SCZ 400 | silencer for axial fans |  |  | 455.45 |  | PR551200010
SCZ 450 | silencer for axial fans |  |  | 538.11 |  | PR551200020
SCZ 500 | silencer for axial fans |  |  | 630.53 |  | PR551200030
SCZ 560 | silencer for axial fans |  |  | 785.14 |  | PR551200040
SCZ 630 | silencer for axial fans |  |  | 832.69 |  | PR551200050
SCZ 710 | silencer for axial fans |  |  | 1267.68 |  | PR551200060
SCZ 800 | silencer for axial fans |  |  | 1516.03 |  | PR551200070
SCZ 900 | silencer for axial fans |  |  | 1786.26 |  | PR551200080
SCZ 1000 | silencer for axial fans |  |  | 2069.86 |  | PR551200085
SCZO 400 | core silencer for axial fans |  |  | 718.07 |  | PR551201010
SCZO 450 | core silencer for axial fans |  |  | 828.33 |  | PR551201020
SCZO 500 | core silencer for axial fans |  |  | 976.04 |  | PR551201030
SCZO 560 | core silencer for axial fans |  |  | 1136.48 |  | PR551201040
SCZO 630 | core silencer for axial fans |  |  | 1413.42 |  | PR551201050
SCZO 710 | core silencer for axial fans |  |  | 1629.57 |  | PR551201060
SCZO 800 | core silencer for axial fans |  |  | 2087.46 |  | PR551201070
SCZO 900 | core silencer for axial fans |  |  | 2625.94 |  | PR551201080
SCZO 1000 | core silencer for axial fans |  |  | 2929.73 |  | PR551201090
SCZO 1250 | core silencer for axial fans |  |  | 3826.31 |  | PR551201100
TJHT/TJHU fire jet fans
TJHT | IP55, 400°C/2 hours reversible jet fans |  |  | on request
TJHU | IP55, 400°C/2 hours jet fans |  |  | on request
Fire dampers and accessories
BTT fire dampers for circular duct
BTT25 100 | fire damper for circular duct | o |  | 137.06 |  | BR332103010
BTT25 125 | fire damper for circular duct | o |  | 138.47 |  | BR332103015
BTT25 150 | fire damper for circular duct | o |  | 139.88 |  | BR332103020
BTT25 160 | fire damper for circular duct | o |  | 155.09 |  | BR332103025
BTT25 200 | fire damper for circular duct | o |  | 158.28 |  | BR332103030
BTT25 250 | fire damper for circular duct | o |  | 169.4 |  | BR332103035
BTT25 300 | fire damper for circular duct |  |  | 180.53 |  | BR332103040
BTT25 315 | fire damper for circular duct | o |  | 188.51 |  | BR332103045
BTT25-M 100 BFL230T | fire damper for circular duct with 230 V actuator | o |  | 385.98 |  | BR332108010
BTT25-M 125 BFL230T | fire damper for circular duct with 230 V actuator | o |  | 400.95 |  | BR332108015
BTT25-M 150 BFL230T | fire damper for circular duct with 230 V actuator |  |  | 395.83 |  | BR332108020
BTT25-M 160 BFL230T | fire damper for circular duct with 230 V actuator |  |  | 405.08 |  | BR332108025
BTT25-M 200 BFL230T | fire damper for circular duct with 230 V actuator |  |  | 393.58 |  | BR332108030
BTT25-M 250 BFL230T | fire damper for circular duct with 230 V actuator |  |  | 402.59 |  | BR332108035
BTT25-M 300 BFL230T | fire damper for circular duct with 230 V actuator |  |  | 411.7 |  | BR332108040
BTT25-M 315 BFL230T | fire damper for circular duct with 230 V actuator |  |  | 418.18 |  | BR332108045
BTT25-M 100 BFL24T | fire damper for circular duct with 24 V actuator |  |  | 368 |  | BR332108510
BTT25-M 125 BFL24T | fire damper for circular duct with 24 V actuator |  |  | 373.63 |  | BR332108515
BTT25-M 150 BFL24T | fire damper for circular duct with 24 V actuator |  |  | 377.86 |  | BR332108520
BTT25-M 160 BFL24T | fire damper for circular duct with 24 V actuator |  |  | 373.73 |  | BR332108525
BTT25-M 200 BFL24T | fire damper for circular duct with 24 V actuator |  |  | 376.31 |  | BR332108530
BTT25-M 250 BFL24T | fire damper for circular duct with 24 V actuator |  |  | 385.41 |  | BR332108535
BTT25-M 300 BFL24T | fire damper for circular duct with 24 V actuator |  |  | 394.47 |  | BR332108540
BTT25-M 315 BFL24T | fire damper for circular duct with 24 V actuator |  |  | 401 |  | BR332108545
BTT30 EURO 355 | fire damper for circular duct |  |  | 216.15 |  | BR332104010
BTT30 EURO 400 | fire damper for circular duct | o |  | 236.2 |  | BR332104015
BTT30 EURO 450 | fire damper for circular duct | o |  | 255.3 |  | BR332104020
BTT30 EURO 500 | fire damper for circular duct |  |  | 275.06 |  | BR332104025
BTT30 EURO 560 | fire damper for circular duct |  |  | 303.04 |  | BR332104030
BTT30 EURO 600 | fire damper for circular duct |  |  | 322.61 |  | BR332104035
BTT30 EURO 630 | fire damper for circular duct |  |  | 334.86 |  | BR332104040
BTT30 EURO 710 | fire damper for circular duct |  |  | 420.62 |  | BR332104045
BTT30 EURO 800 | fire damper for circular duct |  |  | 468.12 |  | BR332104050
BTT30 EURO-M 355 BFL230T | fire damper for circular duct with 230 V actuator |  |  | 436.53 |  | BR332109010
BTT30 EURO-M 400 BFL230T | fire damper for circular duct with 230 V actuator |  |  | 501.96 |  | BR332109015
BTT30 EURO-M 450 BFL230T | fire damper for circular duct with 230 V actuator |  |  | 523.09 |  | BR332109020
BTT30 EURO-M 500 BFL230T | fire damper for circular duct with 230 V actuator |  |  | 544.82 |  | BR332109025
BTT30 EURO-M 560 BFN230T | fire damper for circular duct with 230 V actuator |  |  | 588.66 |  | BR332109030
BTT30 EURO-M 600 BFN230T | fire damper for circular duct with 230 V actuator |  |  | 609.12 |  | BR332109035
BTT30 EURO-M 630 BFN230T | fire damper for circular duct with 230 V actuator |  |  | 621.94 |  | BR332109040
BTT30 EURO-M 710 BFN230T | fire damper for circular duct with 230 V actuator |  |  | 741.26 |  | BR332109045
BTT30 EURO-M 800 BFN230T | fire damper for circular duct with 230 V actuator |  |  | 790.54 |  | BR332109050
BTT30 EURO-M 355 BFL24T | fire damper for circular duct with 24 V actuator |  |  | 420.71 |  | BR332109510
BTT30 EURO-M 400 BFL24T | fire damper for circular duct with 24 V actuator |  |  | 484.6 |  | BR332109515
BTT30 EURO-M 450 BFL24T | fire damper for circular duct with 24 V actuator |  |  | 505.67 |  | BR332109520
BTT30 EURO-M 500 BFL24T | fire damper for circular duct with 24 V actuator |  |  | 527.4 |  | BR332109525
BTT30 EURO-M 560 BFN24T | fire damper for circular duct with 24 V actuator |  |  | 569.65 |  | BR332109530
BTT30 EURO-M 600 BFN24T | fire damper for circular duct with 24 V actuator |  |  | 590.07 |  | BR332109535
BTT30 EURO-M 630 BFN24T | fire damper for circular duct with 24 V actuator |  |  | 602.93 |  | BR332109540
BTT30 EURO-M 710 BFN24T | fire damper for circular duct with 24 V actuator |  |  | 719.85 |  | BR332109545
BTT30 EURO-M 800 BFN24T | fire damper for circular duct with 24 V actuator |  |  | 769.14 |  | BR332109550
CX-5 100 230 V | fire damper for circular duct with 230 V actuator |  |  | 435.97 |  | GR210100010
CX-5 125 230 V | fire damper for circular duct with 230 V actuator |  |  | 442.54 |  | GR210100020
CX-5 160 230 V | fire damper for circular duct with 230 V actuator |  |  | 447.66 |  | GR210100030
CX-5 200 230 V | fire damper for circular duct with 230 V actuator |  |  | 455.45 |  | GR210100040
CX-5 250 230 V | fire damper for circular duct with 230 V actuator |  |  | 467.13 |  | GR210100050
CX-5 315 230 V | fire damper for circular duct with 230 V actuator |  |  | 491.68 |  | GR210100060
CX-5 355 230 V | fire damper for circular duct with 230 V actuator |  |  | 502.06 |  | GR210100070
CX-5 400 230 V | fire damper for circular duct with 230 V actuator |  |  | 524.02 |  | GR210100080
CX-5 450 230 V | fire damper for circular duct with 230 V actuator |  |  | 539.56 |  | GR210100090
CX-5 500 230 V | fire damper for circular duct with 230 V actuator |  |  | 564.16 |  | GR210100100
CX-5 560 230 V | fire damper for circular duct with 230 V actuator |  |  | 609.41 |  | GR210100110
CX-5 630 230 V | fire damper for circular duct with 230 V actuator |  |  | 635.27 |  | GR210100120
MDF25 L 100x200 PITZN | fire damper for rectangular duct with revision openig |  |  | 162.22 |  | BR332100010
MDF25 L 100x250 PITZN | fire damper for rectangular duct with revision openig |  |  | 166.12 |  | BR332100015
MDF25 L 100x300 PITZN | fire damper for rectangular duct with revision openig |  |  | 169.87 |  | BR332100020
MDF25 L 100x350 PITZN | fire damper for rectangular duct with revision openig |  |  | 173.77 |  | BR332100025
MDF25 L 100x400 PITZN | fire damper for rectangular duct with revision openig |  |  | 177.66 |  | BR332100030
MDF25 L 100x450 PITZN | fire damper for rectangular duct with revision openig |  |  | 182.45 |  | BR332100035
MDF25 L 100x500 PITZN | fire damper for rectangular duct with revision openig |  |  | 187.29 |  | BR332100040
MDF25 L 100x550 PITZN | fire damper for rectangular duct with revision openig |  |  | 192.07 |  | BR332100045
MDF25 L 100x600 PITZN | fire damper for rectangular duct with revision openig |  |  | 197 |  | BR332100050
MDF25 L 150x200 PITZN | fire damper for rectangular duct with revision openig |  |  | 164.43 |  | BR332100055
MDF25 L 150x250 PITZN | fire damper for rectangular duct with revision openig |  |  | 168.42 |  | BR332100060
MDF25 L 150x300 PITZN | fire damper for rectangular duct with revision openig |  |  | 172.27 |  | BR332100065
MDF25 L 150x350 PITZN | fire damper for rectangular duct with revision openig |  |  | 176.21 |  | BR332100070
MDF25 L 150x400 PITZN | fire damper for rectangular duct with revision openig |  |  | 180.2 |  | BR332100075
MDF25 L 150x450 PITZN | fire damper for rectangular duct with revision openig |  |  | 185.08 |  | BR332100080
MDF25 L 150x500 PITZN | fire damper for rectangular duct with revision openig |  |  | 189.96 |  | BR332100085
MDF25 L 150x550 PITZN | fire damper for rectangular duct with revision openig |  |  | 194.89 |  | BR332100090
MDF25 L 150x600 PITZN | fire damper for rectangular duct with revision openig |  |  | 199.82 |  | BR332100095
MDF25 L 200x200 PITZN | fire damper for rectangular duct with revision openig |  |  | 166.77 |  | BR332100100
MDF25 L 200x250 PITZN | fire damper for rectangular duct with revision openig |  |  | 170.81 |  | BR332100105
MDF25 L 200x300 PITZN | fire damper for rectangular duct with revision openig |  |  | 174.71 |  | BR332100110
MDF25 L 200x350 PITZN | fire damper for rectangular duct with revision openig |  |  | 178.7 |  | BR332100115
MDF25 L 200x400 PITZN | fire damper for rectangular duct with revision openig |  |  | 182.73 |  | BR332100120
MDF25 L 200x450 PITZN | fire damper for rectangular duct with revision openig |  |  | 187.66 |  | BR332100125
MDF25 L 200x500 PITZN | fire damper for rectangular duct with revision openig |  |  | 192.73 |  | BR332100130
MDF25 L 200x550 PITZN | fire damper for rectangular duct with revision openig |  |  | 197.66 |  | BR332100135
MDF25 L 200x600 PITZN | fire damper for rectangular duct with revision openig |  |  | 202.68 |  | BR332100140
MDF25 L 250x200 PITZN | fire damper for rectangular duct with revision openig |  |  | 169.73 |  | BR332100145
MDF25 L 250x250 PITZN | fire damper for rectangular duct with revision openig |  |  | 174.19 |  | BR332100150
MDF25 L 250x300 PITZN | fire damper for rectangular duct with revision openig |  |  | 178.51 |  | BR332100155
MDF25 L 250x350 PITZN | fire damper for rectangular duct with revision openig |  |  | 182.92 |  | BR332100160
MDF25 L 250x400 PITZN | fire damper for rectangular duct with revision openig |  |  | 187.19 |  | BR332100165
MDF25 L 250x450 PITZN | fire damper for rectangular duct with revision openig |  |  | 192.5 |  | BR332100170
MDF25 L 250x500 PITZN | fire damper for rectangular duct with revision openig |  |  | 197.85 |  | BR332100175
MDF25 L 250x550 PITZN | fire damper for rectangular duct with revision openig |  |  | 203.06 |  | BR332100180
MDF25 L 250x600 PITZN | fire damper for rectangular duct with revision openig |  |  | 208.36 |  | BR332100185
MDF25 L 300x200 PITZN | fire damper for rectangular duct with revision openig |  |  | 172.73 |  | BR332100190
MDF25 L 300x250 PITZN | fire damper for rectangular duct with revision openig |  |  | 177.48 |  | BR332100195
MDF25 L 300x300 PITZN | fire damper for rectangular duct with revision openig |  |  | 182.26 |  | BR332100200
MDF25 L 300x350 PITZN | fire damper for rectangular duct with revision openig |  |  | 187.05 |  | BR332100205
MDF25 L 300x400 PITZN | fire damper for rectangular duct with revision openig |  |  | 191.79 |  | BR332100210
MDF25 L 300x450 PITZN | fire damper for rectangular duct with revision openig |  |  | 197.24 |  | BR332100215
MDF25 L 300x500 PITZN | fire damper for rectangular duct with revision openig |  |  | 202.92 |  | BR332100220
MDF25 L 300x550 PITZN | fire damper for rectangular duct with revision openig |  |  | 208.5 |  | BR332100225
MDF25 L 300x600 PITZN | fire damper for rectangular duct with revision openig |  |  | 214.09 |  | BR332100230
MDF25 L 350x200 PITZN | fire damper for rectangular duct with revision openig |  |  | 175.79 |  | BR332100235
MDF25 L 350x250 PITZN | fire damper for rectangular duct with revision openig |  |  | 180.76 |  | BR332100240
MDF25 L 350x300 PITZN | fire damper for rectangular duct with revision openig |  |  | 185.74 |  | BR332100245
MDF25 L 350x350 PITZN | fire damper for rectangular duct with revision openig |  |  | 190.76 |  | BR332100250
MDF25 L 350x400 PITZN | fire damper for rectangular duct with revision openig |  |  | 195.69 |  | BR332100255
MDF25 L 350x450 PITZN | fire damper for rectangular duct with revision openig |  |  | 201.51 |  | BR332100260
MDF25 L 350x500 PITZN | fire damper for rectangular duct with revision openig |  |  | 207.28 |  | BR332100265
MDF25 L 350x550 PITZN | fire damper for rectangular duct with revision openig |  |  | 213.24 |  | BR332100270
MDF25 L 350x600 PITZN | fire damper for rectangular duct with revision openig |  |  | 219.06 |  | BR332100275
MDF25 L 400x200 PITZN | fire damper for rectangular duct with revision openig |  |  | 182.78 |  | BR332100280
MDF25 L 400x250 PITZN | fire damper for rectangular duct with revision openig |  |  | 188.13 |  | BR332100285
MDF25 L 400x300 PITZN | fire damper for rectangular duct with revision openig |  |  | 193.34 |  | BR332100290
MDF25 L 400x350 PITZN | fire damper for rectangular duct with revision openig |  |  | 198.69 |  | BR332100295
MDF25 L 400x400 PITZN | fire damper for rectangular duct with revision openig |  |  | 204 |  | BR332100300
MDF25 L 400x450 PITZN | fire damper for rectangular duct with revision openig |  |  | 214.89 |  | BR332100305
MDF25 L 400x500 PITZN | fire damper for rectangular duct with revision openig |  |  | 221.36 |  | BR332100310
MDF25 L 400x550 PITZN | fire damper for rectangular duct with revision openig |  |  | 227.79 |  | BR332100315
MDF25 L 400x600 PITZN | fire damper for rectangular duct with revision openig |  |  | 234.04 |  | BR332100320
MDF25 L 450x200 PITZN | fire damper for rectangular duct with revision openig |  |  | 185.88 |  | BR332100325
MDF25 L 450x250 PITZN | fire damper for rectangular duct with revision openig |  |  | 191.37 |  | BR332100330
MDF25 L 450x300 PITZN | fire damper for rectangular duct with revision openig |  |  | 197 |  | BR332100335
MDF25 L 450x350 PITZN | fire damper for rectangular duct with revision openig |  |  | 202.49 |  | BR332100340
MDF25 L 450x400 PITZN | fire damper for rectangular duct with revision openig |  |  | 208.13 |  | BR332100345
MDF25 L 450x450 PITZN | fire damper for rectangular duct with revision openig |  |  | 223.99 |  | BR332100350
MDF25 L 450x500 PITZN | fire damper for rectangular duct with revision openig |  |  | 230.89 |  | BR332100355
MDF25 L 450x550 PITZN | fire damper for rectangular duct with revision openig |  |  | 237.74 |  | BR332100360
MDF25 L 450x600 PITZN | fire damper for rectangular duct with revision openig |  |  | 244.55 |  | BR332100365
MDF25 L 500x200 PITZN | fire damper for rectangular duct with revision openig |  |  | 188.88 |  | BR332100370
MDF25 L 500x250 PITZN | fire damper for rectangular duct with revision openig |  |  | 194.7 |  | BR332100375
MDF25 L 500x300 PITZN | fire damper for rectangular duct with revision openig |  |  | 200.48 |  | BR332100380
MDF25 L 500x350 PITZN | fire damper for rectangular duct with revision openig |  |  | 206.39 |  | BR332100385
MDF25 L 500x400 PITZN | fire damper for rectangular duct with revision openig |  |  | 221.46 |  | BR332100390
MDF25 L 500x450 PITZN | fire damper for rectangular duct with revision openig |  |  | 228.64 |  | BR332100395
MDF25 L 500x500 PITZN | fire damper for rectangular duct with revision openig |  |  | 235.73 |  | BR332100400
MDF25 L 500x550 PITZN | fire damper for rectangular duct with revision openig |  |  | 242.91 |  | BR332100405
MDF25 L 500x600 PITZN | fire damper for rectangular duct with revision openig |  |  | 249.95 |  | BR332100410
MDF25 L 550x200 PITZN | fire damper for rectangular duct with revision openig |  |  | 191.93 |  | BR332100415
MDF25 L 550x250 PITZN | fire damper for rectangular duct with revision openig |  |  | 198.03 |  | BR332100420
MDF25 L 550x300 PITZN | fire damper for rectangular duct with revision openig |  |  | 204.09 |  | BR332100425
MDF25 L 550x350 PITZN | fire damper for rectangular duct with revision openig |  |  | 210.19 |  | BR332100430
MDF25 L 550x400 PITZN | fire damper for rectangular duct with revision openig |  |  | 228.59 |  | BR332100435
MDF25 L 550x450 PITZN | fire damper for rectangular duct with revision openig |  |  | 236.15 |  | BR332100440
MDF25 L 550x500 PITZN | fire damper for rectangular duct with revision openig |  |  | 243.66 |  | BR332100445
MDF25 L 550x550 PITZN | fire damper for rectangular duct with revision openig |  |  | 251.22 |  | BR332100450
MDF25 L 550x600 PITZN | fire damper for rectangular duct with revision openig |  |  | 258.87 |  | BR332100455
MDF25 L 600x200 PITZN | fire damper for rectangular duct with revision openig |  |  | 195.08 |  | BR332100460
MDF25 L 600x250 PITZN | fire damper for rectangular duct with revision openig |  |  | 201.32 |  | BR332100465
MDF25 L 600x300 PITZN | fire damper for rectangular duct with revision openig |  |  | 207.8 |  | BR332100470
MDF25 L 600x350 PITZN | fire damper for rectangular duct with revision openig |  |  | 214.13 |  | BR332100475
MDF25 L 600x400 PITZN | fire damper for rectangular duct with revision openig |  |  | 234.79 |  | BR332100480
MDF25 L 600x450 PITZN | fire damper for rectangular duct with revision openig |  |  | 242.81 |  | BR332100485
MDF25 L 600x500 PITZN | fire damper for rectangular duct with revision openig |  |  | 250.7 |  | BR332100490
MDF25 L 600x550 PITZN | fire damper for rectangular duct with revision openig |  |  | 258.68 |  | BR332100495
MDF25 L 600x600 PITZN | fire damper for rectangular duct with revision openig |  |  | 266.66 |  | BR332100500
MDF25 L 650x200 PITZN | fire damper for rectangular duct with revision openig |  |  | 199.11 |  | BR332100505
MDF25 L 650x250 PITZN | fire damper for rectangular duct with revision openig |  |  | 205.83 |  | BR332100510
MDF25 L 650x300 PITZN | fire damper for rectangular duct with revision openig |  |  | 212.54 |  | BR332100515
MDF25 L 650x350 PITZN | fire damper for rectangular duct with revision openig |  |  | 219.2 |  | BR332100520
MDF25 L 650x400 PITZN | fire damper for rectangular duct with revision openig |  |  | 245.49 |  | BR332100525
MDF25 L 650x450 PITZN | fire damper for rectangular duct with revision openig |  |  | 254.08 |  | BR332100530
MDF25 L 650x500 PITZN | fire damper for rectangular duct with revision openig |  |  | 262.58 |  | BR332100535
MDF25 L 650x550 PITZN | fire damper for rectangular duct with revision openig |  |  | 271.17 |  | BR332100540
MDF25 L 650x600 PITZN | fire damper for rectangular duct with revision openig |  |  | 279.71 |  | BR332100545
MDF25 L 700x200 PITZN | fire damper for rectangular duct with revision openig |  |  | 203.15 |  | BR332100550
MDF25 L 700x250 PITZN | fire damper for rectangular duct with revision openig |  |  | 210.19 |  | BR332100555
MDF25 L 700x300 PITZN | fire damper for rectangular duct with revision openig |  |  | 217.19 |  | BR332100560
MDF25 L 700x350 PITZN | fire damper for rectangular duct with revision openig |  |  | 224.18 |  | BR332100565
MDF25 L 700x400 PITZN | fire damper for rectangular duct with revision openig |  |  | 251.4 |  | BR332100570
MDF25 L 700x450 PITZN | fire damper for rectangular duct with revision openig |  |  | 260.32 |  | BR332100575
MDF25 L 700x500 PITZN | fire damper for rectangular duct with revision openig |  |  | 269.33 |  | BR332100580
MDF25 L 700x550 PITZN | fire damper for rectangular duct with revision openig |  |  | 278.3 |  | BR332100585
MDF25 L 700x600 PITZN | fire damper for rectangular duct with revision openig |  |  | 287.27 |  | BR332100590
MDF25 L 750x200 PITZN | fire damper for rectangular duct with revision openig |  |  | 207.23 |  | BR332100595
MDF25 L 750x250 PITZN | fire damper for rectangular duct with revision openig |  |  | 214.65 |  | BR332100600
MDF25 L 750x300 PITZN | fire damper for rectangular duct with revision openig |  |  | 221.97 |  | BR332100605
MDF25 L 750x350 PITZN | fire damper for rectangular duct with revision openig |  |  | 229.39 |  | BR332100610
MDF25 L 750x400 PITZN | fire damper for rectangular duct with revision openig |  |  | 257.32 |  | BR332100615
MDF25 L 750x450 PITZN | fire damper for rectangular duct with revision openig |  |  | 266.75 |  | BR332100620
MDF25 L 750x500 PITZN | fire damper for rectangular duct with revision openig |  |  | 276.19 |  | BR332100625
MDF25 L 750x550 PITZN | fire damper for rectangular duct with revision openig |  |  | 285.48 |  | BR332100630
MDF25 L 750x600 PITZN | fire damper for rectangular duct with revision openig |  |  | 294.87 |  | BR332100635
MDF25 L 800x200 PITZN | fire damper for rectangular duct with revision openig |  |  | 211.37 |  | BR332100640
MDF25 L 800x250 PITZN | fire damper for rectangular duct with revision openig |  |  | 219.06 |  | BR332100645
MDF25 L 800x300 PITZN | fire damper for rectangular duct with revision openig |  |  | 226.71 |  | BR332100650
MDF25 L 800x350 PITZN | fire damper for rectangular duct with revision openig |  |  | 234.46 |  | BR332100655
MDF25 L 800x400 PITZN | fire damper for rectangular duct with revision openig |  |  | 263.19 |  | BR332100660
MDF25 L 800x450 PITZN | fire damper for rectangular duct with revision openig |  |  | 273.04 |  | BR332100665
MDF25 L 800x500 PITZN | fire damper for rectangular duct with revision openig |  |  | 282.85 |  | BR332100670
MDF25 L 800x550 PITZN | fire damper for rectangular duct with revision openig |  |  | 292.76 |  | BR332100675
MDF25 L 800x600 PITZN | fire damper for rectangular duct with revision openig |  |  | 302.57 |  | BR332100680
MDF25 L-M+BFL230T+PITZN 100x200 | fire damper for rect. duct with actuator and revision openig |  |  | 367.86 |  | BR332105010
MDF25 L-M+BFL230T+PITZN 100x250 | fire damper for rect. duct with actuator and revision openig |  |  | 370.82 |  | BR332105015
MDF25 L-M+BFL230T+PITZN 100x300 | fire damper for rect. duct with actuator and revision openig |  |  | 373.73 |  | BR332105020
MDF25 L-M+BFL230T+PITZN 100x350 | fire damper for rect. duct with actuator and revision openig |  |  | 376.68 |  | BR332105025
MDF25 L-M+BFL230T+PITZN 100x400 | fire damper for rect. duct with actuator and revision openig |  |  | 379.64 |  | BR332105030
MDF25 L-M+BFL230T+PITZN 100x450 | fire damper for rect. duct with actuator and revision openig |  |  | 451.55 |  | BR332105035
MDF25 L-M+BFL230T+PITZN 100x500 | fire damper for rect. duct with actuator and revision openig |  |  | 455.96 |  | BR332105040
MDF25 L-M+BFL230T+PITZN 100x550 | fire damper for rect. duct with actuator and revision openig |  |  | 460.28 |  | BR332105045
MDF25 L-M+BFL230T+PITZN 100x600 | fire damper for rect. duct with actuator and revision openig |  |  | 464.69 |  | BR332105050
MDF25 L-M+BFL230T+PITZN 150x200 | fire damper for rect. duct with actuator and revision openig |  |  | 369.64 |  | BR332105055
MDF25 L-M+BFL230T+PITZN 150x250 | fire damper for rect. duct with actuator and revision openig |  |  | 372.65 |  | BR332105060
MDF25 L-M+BFL230T+PITZN 150x300 | fire damper for rect. duct with actuator and revision openig |  |  | 375.6 |  | BR332105065
MDF25 L-M+BFL230T+PITZN 150x350 | fire damper for rect. duct with actuator and revision openig |  |  | 378.61 |  | BR332105070
MDF25 L-M+BFL230T+PITZN 150x400 | fire damper for rect. duct with actuator and revision openig |  |  | 381.61 |  | BR332105075
MDF25 L-M+BFL230T+PITZN 150x450 | fire damper for rect. duct with actuator and revision openig |  |  | 453.94 |  | BR332105080
MDF25 L-M+BFL230T+PITZN 150x500 | fire damper for rect. duct with actuator and revision openig |  |  | 458.36 |  | BR332105085
MDF25 L-M+BFL230T+PITZN 150x550 | fire damper for rect. duct with actuator and revision openig |  |  | 462.72 |  | BR332105090
MDF25 L-M+BFL230T+PITZN 150x600 | fire damper for rect. duct with actuator and revision openig |  |  | 467.23 |  | BR332105095
MDF25 L-M+BFL230T+PITZN 200x200 | fire damper for rect. duct with actuator and revision openig |  |  | 371.38 |  | BR332105100
MDF25 L-M+BFL230T+PITZN 200x250 | fire damper for rect. duct with actuator and revision openig |  |  | 374.43 |  | BR332105105
MDF25 L-M+BFL230T+PITZN 200x300 | fire damper for rect. duct with actuator and revision openig |  |  | 377.43 |  | BR332105110
MDF25 L-M+BFL230T+PITZN 200x350 | fire damper for rect. duct with actuator and revision openig |  |  | 380.49 |  | BR332105115
MDF25 L-M+BFL230T+PITZN 200x400 | fire damper for rect. duct with actuator and revision openig |  |  | 383.58 |  | BR332105120
MDF25 L-M+BFL230T+PITZN 200x450 | fire damper for rect. duct with actuator and revision openig |  |  | 456.29 |  | BR332105125
MDF25 L-M+BFL230T+PITZN 200x500 | fire damper for rect. duct with actuator and revision openig |  |  | 460.89 |  | BR332105130
MDF25 L-M+BFL230T+PITZN 200x550 | fire damper for rect. duct with actuator and revision openig |  |  | 465.26 |  | BR332105135
MDF25 L-M+BFL230T+PITZN 200x600 | fire damper for rect. duct with actuator and revision openig |  |  | 469.86 |  | BR332105140
MDF25 L-M+BFL230T+PITZN 250x200 | fire damper for rect. duct with actuator and revision openig |  |  | 373.63 |  | BR332105145
MDF25 L-M+BFL230T+PITZN 250x250 | fire damper for rect. duct with actuator and revision openig |  |  | 376.97 |  | BR332105150
MDF25 L-M+BFL230T+PITZN 250x300 | fire damper for rect. duct with actuator and revision openig |  |  | 380.34 |  | BR332105155
MDF25 L-M+BFL230T+PITZN 250x350 | fire damper for rect. duct with actuator and revision openig |  |  | 383.72 |  | BR332105160
MDF25 L-M+BFL230T+PITZN 250x400 | fire damper for rect. duct with actuator and revision openig |  |  | 387.01 |  | BR332105165
MDF25 L-M+BFL230T+PITZN 250x450 | fire damper for rect. duct with actuator and revision openig |  |  | 462.68 |  | BR332105170
MDF25 L-M+BFL230T+PITZN 250x500 | fire damper for rect. duct with actuator and revision openig |  |  | 467.46 |  | BR332105175
MDF25 L-M+BFL230T+PITZN 250x550 | fire damper for rect. duct with actuator and revision openig |  |  | 472.2 |  | BR332105180
MDF25 L-M+BFL230T+PITZN 250x600 | fire damper for rect. duct with actuator and revision openig |  |  | 476.99 |  | BR332105185
MDF25 L-M+BFL230T+PITZN 300x200 | fire damper for rect. duct with actuator and revision openig |  |  | 375.93 |  | BR332105190
MDF25 L-M+BFL230T+PITZN 300x250 | fire damper for rect. duct with actuator and revision openig |  |  | 379.55 |  | BR332105195
MDF25 L-M+BFL230T+PITZN 300x300 | fire damper for rect. duct with actuator and revision openig |  |  | 383.26 |  | BR332105200
MDF25 L-M+BFL230T+PITZN 300x350 | fire damper for rect. duct with actuator and revision openig |  |  | 386.82 |  | BR332105205
MDF25 L-M+BFL230T+PITZN 300x400 | fire damper for rect. duct with actuator and revision openig |  |  | 390.44 |  | BR332105210
MDF25 L-M+BFL230T+PITZN 300x450 | fire damper for rect. duct with actuator and revision openig |  |  | 469.11 |  | BR332105215
MDF25 L-M+BFL230T+PITZN 300x500 | fire damper for rect. duct with actuator and revision openig |  |  | 474.13 |  | BR332105220
MDF25 L-M+BFL230T+PITZN 300x550 | fire damper for rect. duct with actuator and revision openig |  |  | 479.2 |  | BR332105225
MDF25 L-M+BFL230T+PITZN 300x600 | fire damper for rect. duct with actuator and revision openig |  |  | 484.27 |  | BR332105230
MDF25 L-M+BFL230T+PITZN 350x200 | fire damper for rect. duct with actuator and revision openig |  |  | 378.33 |  | BR332105235
MDF25 L-M+BFL230T+PITZN 350x250 | fire damper for rect. duct with actuator and revision openig |  |  | 382.08 |  | BR332105240
MDF25 L-M+BFL230T+PITZN 350x300 | fire damper for rect. duct with actuator and revision openig |  |  | 385.84 |  | BR332105245
MDF25 L-M+BFL230T+PITZN 350x350 | fire damper for rect. duct with actuator and revision openig |  |  | 389.69 |  | BR332105250
MDF25 L-M+BFL230T+PITZN 350x400 | fire damper for rect. duct with actuator and revision openig |  |  | 393.44 |  | BR332105255
MDF25 L-M+BFL230T+PITZN 350x450 | fire damper for rect. duct with actuator and revision openig |  |  | 472.96 |  | BR332105260
MDF25 L-M+BFL230T+PITZN 350x500 | fire damper for rect. duct with actuator and revision openig |  |  | 478.21 |  | BR332105265
MDF25 L-M+BFL230T+PITZN 350x550 | fire damper for rect. duct with actuator and revision openig |  |  | 483.56 |  | BR332105270
MDF25 L-M+BFL230T+PITZN 350x600 | fire damper for rect. duct with actuator and revision openig |  |  | 488.87 |  | BR332105275
MDF25 L-M+BFL230T+PITZN 400x200 | fire damper for rect. duct with actuator and revision openig |  |  | 380.53 |  | BR332105280
MDF25 L-M+BFL230T+PITZN 400x250 | fire damper for rect. duct with actuator and revision openig |  |  | 384.57 |  | BR332105285
MDF25 L-M+BFL230T+PITZN 400x300 | fire damper for rect. duct with actuator and revision openig |  |  | 388.47 |  | BR332105290
MDF25 L-M+BFL230T+PITZN 400x350 | fire damper for rect. duct with actuator and revision openig |  |  | 392.46 |  | BR332105295
MDF25 L-M+BFL230T+PITZN 400x400 | fire damper for rect. duct with actuator and revision openig |  |  | 396.44 |  | BR332105300
MDF25 L-M+BFL230T+PITZN 400x450 | fire damper for rect. duct with actuator and revision openig |  |  | 483.09 |  | BR332105305
MDF25 L-M+BFL230T+PITZN 400x500 | fire damper for rect. duct with actuator and revision openig |  |  | 488.77 |  | BR332105310
MDF25 L-M+BFL230T+PITZN 400x550 | fire damper for rect. duct with actuator and revision openig |  |  | 494.45 |  | BR332105315
MDF25 L-M+BFL230T+PITZN 400x600 | fire damper for rect. duct with actuator and revision openig |  |  | 499.99 |  | BR332105320
MDF25 L-M+BFL230T+PITZN 450x200 | fire damper for rect. duct with actuator and revision openig |  |  | 382.83 |  | BR332105325
MDF25 L-M+BFL230T+PITZN 450x250 | fire damper for rect. duct with actuator and revision openig |  |  | 387.01 |  | BR332105330
MDF25 L-M+BFL230T+PITZN 450x300 | fire damper for rect. duct with actuator and revision openig |  |  | 389.12 |  | BR332105335
MDF25 L-M+BFL230T+PITZN 450x350 | fire damper for rect. duct with actuator and revision openig |  |  | 395.37 |  | BR332105340
MDF25 L-M+BFL230T+PITZN 450x400 | fire damper for rect. duct with actuator and revision openig |  |  | 407.9 |  | BR332105345
MDF25 L-M+BFL230T+PITZN 450x450 | fire damper for rect. duct with actuator and revision openig |  |  | 491.21 |  | BR332105350
MDF25 L-M+BFL230T+PITZN 450x500 | fire damper for rect. duct with actuator and revision openig |  |  | 497.22 |  | BR332105355
MDF25 L-M+BFL230T+PITZN 450x550 | fire damper for rect. duct with actuator and revision openig |  |  | 503.23 |  | BR332105360
MDF25 L-M+BFL230T+PITZN 450x600 | fire damper for rect. duct with actuator and revision openig |  |  | 509.05 |  | BR332105365
MDF25 L-M+BFL230T+PITZN 500x200 | fire damper for rect. duct with actuator and revision openig |  |  | 385.13 |  | BR332105370
MDF25 L-M+BFL230T+PITZN 500x250 | fire damper for rect. duct with actuator and revision openig |  |  | 389.5 |  | BR332105375
MDF25 L-M+BFL230T+PITZN 500x300 | fire damper for rect. duct with actuator and revision openig |  |  | 393.82 |  | BR332105380
MDF25 L-M+BFL230T+PITZN 500x350 | fire damper for rect. duct with actuator and revision openig |  |  | 398.28 |  | BR332105385
MDF25 L-M+BFL230T+PITZN 500x400 | fire damper for rect. duct with actuator and revision openig |  |  | 411 |  | BR332105390
MDF25 L-M+BFL230T+PITZN 500x450 | fire damper for rect. duct with actuator and revision openig |  |  | 495.2 |  | BR332105395
MDF25 L-M+BFL230T+PITZN 500x500 | fire damper for rect. duct with actuator and revision openig |  |  | 501.49 |  | BR332105400
MDF25 L-M+BFL230T+PITZN 500x550 | fire damper for rect. duct with actuator and revision openig |  |  | 507.64 |  | BR332105405
MDF25 L-M+BFL230T+PITZN 550x200 | fire damper for rect. duct with actuator and revision openig |  |  | 456.34 |  | BR332105415
MDF25 L-M+BFL230T+PITZN 550x250 | fire damper for rect. duct with actuator and revision openig |  |  | 461.74 |  | BR332105420
MDF25 L-M+BFL230T+PITZN 550x300 | fire damper for rect. duct with actuator and revision openig |  |  | 467.09 |  | BR332105425
MDF25 L-M+BFL230T+PITZN 550x350 | fire damper for rect. duct with actuator and revision openig |  |  | 472.49 |  | BR332105430
MDF25 L-M+BFL230T+PITZN 550x400 | fire damper for rect. duct with actuator and revision openig |  |  | 477.84 |  | BR332105435
MDF25 L-M+BFL230T+PITZN 550x450 | fire damper for rect. duct with actuator and revision openig |  |  | 499.15 |  | BR332105440
MDF25 L-M+BFL230T+PITZN 550x500 | fire damper for rect. duct with actuator and revision openig |  |  | 505.67 |  | BR332105445
MDF25 L-M+BFL230T+PITZN 600x200 | fire damper for rect. duct with actuator and revision openig |  |  | 459.16 |  | BR332105460
MDF25 L-M+BFL230T+PITZN 600x250 | fire damper for rect. duct with actuator and revision openig |  |  | 464.69 |  | BR332105465
MDF25 L-M+BFL230T+PITZN 600x300 | fire damper for rect. duct with actuator and revision openig |  |  | 470.33 |  | BR332105470
MDF25 L-M+BFL230T+PITZN 600x350 | fire damper for rect. duct with actuator and revision openig |  |  | 475.96 |  | BR332105475
MDF25 L-M+BFL230T+PITZN 600x400 | fire damper for rect. duct with actuator and revision openig |  |  | 481.45 |  | BR332105480
MDF25 L-M+BFL230T+PITZN 600x450 | fire damper for rect. duct with actuator and revision openig |  |  | 503.32 |  | BR332105485
MDF25 L-M+BFL230T+PITZN 600x500 | fire damper for rect. duct with actuator and revision openig |  |  | 510.04 |  | BR332105490
MDF25 L-M+BFL230T+PITZN 650x200 | fire damper for rect. duct with actuator and revision openig |  |  | 462.63 |  | BR332105505
MDF25 L-M+BFL230T+PITZN 650x250 | fire damper for rect. duct with actuator and revision openig |  |  | 468.59 |  | BR332105510
MDF25 L-M+BFL230T+PITZN 650x300 | fire damper for rect. duct with actuator and revision openig |  |  | 474.5 |  | BR332105515
MDF25 L-M+BFL230T+PITZN 650x350 | fire damper for rect. duct with actuator and revision openig |  |  | 480.37 |  | BR332105520
MDF25 L-M+BFL230T+PITZN 650x400 | fire damper for rect. duct with actuator and revision openig |  |  | 486.24 |  | BR332105525
MDF25 L-M+BFL230T+PITZN 650x450 | fire damper for rect. duct with actuator and revision openig |  |  | 508.58 |  | BR332105530
MDF25 L-M+BFL230T+PITZN 700x200 | fire damper for rect. duct with actuator and revision openig |  |  | 466.29 |  | BR332105550
MDF25 L-M+BFL230T+PITZN 700x250 | fire damper for rect. duct with actuator and revision openig |  |  | 472.49 |  | BR332105555
MDF25 L-M+BFL230T+PITZN 700x300 | fire damper for rect. duct with actuator and revision openig |  |  | 478.63 |  | BR332105560
MDF25 L-M+BFL230T+PITZN 700x350 | fire damper for rect. duct with actuator and revision openig |  |  | 484.83 |  | BR332105565
MDF25 L-M+BFL230T+PITZN 700x400 | fire damper for rect. duct with actuator and revision openig |  |  | 490.98 |  | BR332105570
MDF25 L-M+BFL230T+PITZN 750x200 | fire damper for rect. duct with actuator and revision openig |  |  | 469.9 |  | BR332105595
MDF25 L-M+BFL230T+PITZN 750x250 | fire damper for rect. duct with actuator and revision openig |  |  | 476.33 |  | BR332105600
MDF25 L-M+BFL230T+PITZN 750x300 | fire damper for rect. duct with actuator and revision openig |  |  | 482.77 |  | BR332105605
MDF25 L-M+BFL230T+PITZN 750x350 | fire damper for rect. duct with actuator and revision openig |  |  | 489.34 |  | BR332105610
MDF25 L-M+BFL230T+PITZN 800x200 | fire damper for rect. duct with actuator and revision openig |  |  | 473.47 |  | BR332105640
MDF25 L-M+BFL230T+PITZN 800x250 | fire damper for rect. duct with actuator and revision openig |  |  | 480.28 |  | BR332105645
MDF25 L-M+BFL230T+PITZN 800x300 | fire damper for rect. duct with actuator and revision openig |  |  | 487.04 |  | BR332105650
MDF25 L-M+BFL230T+PITZN 800x350 | fire damper for rect. duct with actuator and revision openig |  |  | 493.8 |  | BR332105655
MDF25 L-M+BFN230T+PITZN 500x600 | fire damper for rect. duct with actuator and revision openig |  |  | 524.54 |  | BR332105410
MDF25 L-M+BFN230T+PITZN 550x550 | fire damper for rect. duct with actuator and revision openig |  |  | 523.09 |  | BR332105450
MDF25 L-M+BFN230T+PITZN 550x600 | fire damper for rect. duct with actuator and revision openig |  |  | 529.19 |  | BR332105455
MDF25 L-M+BFN230T+PITZN 600x550 | fire damper for rect. duct with actuator and revision openig |  |  | 527.31 |  | BR332105495
MDF25 L-M+BFN230T+PITZN 600x600 | fire damper for rect. duct with actuator and revision openig |  |  | 533.65 |  | BR332105500
MDF25 L-M+BFN230T+PITZN 650x500 | fire damper for rect. duct with actuator and revision openig |  |  | 526.23 |  | BR332105535
MDF25 L-M+BFN230T+PITZN 650x550 | fire damper for rect. duct with actuator and revision openig |  |  | 532.99 |  | BR332105540
MDF25 L-M+BFN230T+PITZN 650x600 | fire damper for rect. duct with actuator and revision openig |  |  | 539.51 |  | BR332105545
MDF25 L-M+BFN230T+PITZN 700x450 | fire damper for rect. duct with actuator and revision openig |  |  | 524.45 |  | BR332105575
MDF25 L-M+BFN230T+PITZN 700x500 | fire damper for rect. duct with actuator and revision openig |  |  | 531.53 |  | BR332105580
MDF25 L-M+BFN230T+PITZN 700x550 | fire damper for rect. duct with actuator and revision openig |  |  | 538.53 |  | BR332105585
MDF25 L-M+BFN230T+PITZN 700x600 | fire damper for rect. duct with actuator and revision openig |  |  | 545.48 |  | BR332105590
MDF25 L-M+BFN230T+PITZN 750x400 | fire damper for rect. duct with actuator and revision openig |  |  | 522.15 |  | BR332105615
MDF25 L-M+BFN230T+PITZN 750x450 | fire damper for rect. duct with actuator and revision openig |  |  | 529.47 |  | BR332105620
MDF25 L-M+BFN230T+PITZN 750x500 | fire damper for rect. duct with actuator and revision openig |  |  | 536.84 |  | BR332105625
MDF25 L-M+BFN230T+PITZN 750x550 | fire damper for rect. duct with actuator and revision openig |  |  | 544.11 |  | BR332105630
MDF25 L-M+BFN230T+PITZN 750x600 | fire damper for rect. duct with actuator and revision openig |  |  | 551.53 |  | BR332105635
MDF25 L-M+BFN230T+PITZN 800x400 | fire damper for rect. duct with actuator and revision openig |  |  | 526.75 |  | BR332105660
MDF25 L-M+BFN230T+PITZN 800x450 | fire damper for rect. duct with actuator and revision openig |  |  | 534.4 |  | BR332105665
MDF25 L-M+BFN230T+PITZN 800x500 | fire damper for rect. duct with actuator and revision openig |  |  | 542.1 |  | BR332105670
MDF25 L-M+BFN230T+PITZN 800x550 | fire damper for rect. duct with actuator and revision openig |  |  | 557.44 |  | BR332105675
MDF25 L-M+BFN230T+PITZN 800x600 | fire damper for rect. duct with actuator and revision openig |  |  | 565.14 |  | BR332105680
MDF30EURO+BFN230T+PITZN 200x650 | fire damper for rect. duct with actuator and revision openig |  |  | 484.13 |  | BR332106010
MDF30EURO+BFN230T+PITZN 200x700 | fire damper for rect. duct with actuator and revision openig |  |  | 490.32 |  | BR332106015
MDF30EURO+BFN230T+PITZN 200x750 | fire damper for rect. duct with actuator and revision openig |  |  | 496.52 |  | BR332106020
MDF30EURO+BFN230T+PITZN 200x800 | fire damper for rect. duct with actuator and revision openig |  |  | 502.76 |  | BR332106025
MDF30EURO+BFN230T+PITZN 250x650 | fire damper for rect. duct with actuator and revision openig |  |  | 490.18 |  | BR332106030
MDF30EURO+BFN230T+PITZN 250x700 | fire damper for rect. duct with actuator and revision openig |  |  | 496.66 |  | BR332106035
MDF30EURO+BFN230T+PITZN 250x750 | fire damper for rect. duct with actuator and revision openig |  |  | 503.04 |  | BR332106040
MDF30EURO+BFN230T+PITZN 250x800 | fire damper for rect. duct with actuator and revision openig |  |  | 509.47 |  | BR332106045
MDF30EURO+BFN230T+PITZN 300x650 | fire damper for rect. duct with actuator and revision openig |  |  | 496.24 |  | BR332106050
MDF30EURO+BFN230T+PITZN 300x700 | fire damper for rect. duct with actuator and revision openig |  |  | 503 |  | BR332106055
MDF30EURO+BFN230T+PITZN 300x750 | fire damper for rect. duct with actuator and revision openig |  |  | 509.52 |  | BR332106060
MDF30EURO+BFN230T+PITZN 300x800 | fire damper for rect. duct with actuator and revision openig |  |  | 516.23 |  | BR332106065
MDF30EURO+BFN230T+PITZN 350x650 | fire damper for rect. duct with actuator and revision openig |  |  | 501.92 |  | BR332106070
MDF30EURO+BFN230T+PITZN 350x700 | fire damper for rect. duct with actuator and revision openig |  |  | 508.86 |  | BR332106075
MDF30EURO+BFN230T+PITZN 350x750 | fire damper for rect. duct with actuator and revision openig |  |  | 515.9 |  | BR332106080
MDF30EURO+BFN230T+PITZN 350x800 | fire damper for rect. duct with actuator and revision openig |  |  | 522.94 |  | BR332106085
MDF30EURO+BFN230T+PITZN 400x650 | fire damper for rect. duct with actuator and revision openig |  |  | 512.81 |  | BR332106090
MDF30EURO+BFN230T+PITZN 400x700 | fire damper for rect. duct with actuator and revision openig |  |  | 520.27 |  | BR332106095
MDF30EURO+BFN230T+PITZN 400x750 | fire damper for rect. duct with actuator and revision openig |  |  | 522.19 |  | BR332106100
MDF30EURO+BFN230T+PITZN 400x800 | fire damper for rect. duct with actuator and revision openig |  |  | 529.56 |  | BR332106105
MDF30EURO+BFN230T+PITZN 450x650 | fire damper for rect. duct with actuator and revision openig |  |  | 521.3 |  | BR332106110
MDF30EURO+BFN230T+PITZN 450x700 | fire damper for rect. duct with actuator and revision openig |  |  | 529.05 |  | BR332106115
MDF30EURO+BFN230T+PITZN 450x750 | fire damper for rect. duct with actuator and revision openig |  |  | 531.25 |  | BR332106120
MDF30EURO+BFN230T+PITZN 450x800 | fire damper for rect. duct with actuator and revision openig |  |  | 539 |  | BR332106125
MDF30EURO+BFN230T+PITZN 500x650 | fire damper for rect. duct with actuator and revision openig |  |  | 529.66 |  | BR332106130
MDF30EURO+BFN230T+PITZN 500x700 | fire damper for rect. duct with actuator and revision openig |  |  | 537.92 |  | BR332106135
MDF30EURO+BFN230T+PITZN 500x750 | fire damper for rect. duct with actuator and revision openig |  |  | 540.5 |  | BR332106140
MDF30EURO+BFN230T+PITZN 500x800 | fire damper for rect. duct with actuator and revision openig |  |  | 548.62 |  | BR332106145
MDF30EURO+BFN230T+PITZN 550x650 | fire damper for rect. duct with actuator and revision openig |  |  | 538.34 |  | BR332106150
MDF30EURO+BFN230T+PITZN 550x700 | fire damper for rect. duct with actuator and revision openig |  |  | 546.93 |  | BR332106155
MDF30EURO+BFN230T+PITZN 550x750 | fire damper for rect. duct with actuator and revision openig |  |  | 549.84 |  | BR332106160
MDF30EURO+BFN230T+PITZN 550x800 | fire damper for rect. duct with actuator and revision openig |  |  | 558.29 |  | BR332106165
MDF30EURO+BFN230T+PITZN 600x650 | fire damper for rect. duct with actuator and revision openig |  |  | 547.07 |  | BR332106170
MDF30EURO+BFN230T+PITZN 600x700 | fire damper for rect. duct with actuator and revision openig |  |  | 556.04 |  | BR332106175
MDF30EURO+BFN230T+PITZN 600x750 | fire damper for rect. duct with actuator and revision openig |  |  | 559.23 |  | BR332106180
MDF30EURO+BFN230T+PITZN 600x800 | fire damper for rect. duct with actuator and revision openig |  |  | 568.19 |  | BR332106185
MDF30EURO+BFN230T+PITZN 650x650 | fire damper for rect. duct with actuator and revision openig |  |  | 554.86 |  | BR332106190
MDF30EURO+BFN230T+PITZN 650x700 | fire damper for rect. duct with actuator and revision openig |  |  | 564.34 |  | BR332106195
MDF30EURO+BFN230T+PITZN 650x750 | fire damper for rect. duct with actuator and revision openig |  |  | 570.87 |  | BR332106200
MDF30EURO+BFN230T+PITZN 650x800 | fire damper for rect. duct with actuator and revision openig |  |  | 651.28 |  | BR332106205
MDF30EURO+BFN230T+PITZN 700x650 | fire damper for rect. duct with actuator and revision openig |  |  | 562.66 |  | BR332106210
MDF30EURO+BFN230T+PITZN 700x700 | fire damper for rect. duct with actuator and revision openig |  |  | 572.61 |  | BR332106215
MDF30EURO+BFN230T+PITZN 700x750 | fire damper for rect. duct with actuator and revision openig |  |  | 650.62 |  | BR332106220
MDF30EURO+BFN230T+PITZN 700x800 | fire damper for rect. duct with actuator and revision openig |  |  | 661.6 |  | BR332106225
MDF30EURO+BFN230T+PITZN 750x650 | fire damper for rect. duct with actuator and revision openig |  |  | 570.54 |  | BR332106230
MDF30EURO+BFN230T+PITZN 750x700 | fire damper for rect. duct with actuator and revision openig |  |  | 648.69 |  | BR332106235
MDF30EURO+BFN230T+PITZN 750x750 | fire damper for rect. duct with actuator and revision openig |  |  | 660.43 |  | BR332106240
MDF30EURO+BFN230T+PITZN 750x800 | fire damper for rect. duct with actuator and revision openig |  |  | 672.02 |  | BR332106245
MDF30EURO+BFN230T+PITZN 800x650 | fire damper for rect. duct with actuator and revision openig |  |  | 645.78 |  | BR332106250
MDF30EURO+BFN230T+PITZN 800x700 | fire damper for rect. duct with actuator and revision openig |  |  | 657.99 |  | BR332106255
MDF30EURO+BFN230T+PITZN 800x750 | fire damper for rect. duct with actuator and revision openig |  |  | 670.14 |  | BR332106260
MDF30EURO+BFN230T+PITZN 800x800 | fire damper for rect. duct with actuator and revision openig |  |  | 682.35 |  | BR332106265
MDF30EURO+BFN230T+PITZN 850x200 | fire damper for rect. duct with actuator and revision openig |  |  | 488.91 |  | BR332106270
MDF30EURO+BFN230T+PITZN 850x250 | fire damper for rect. duct with actuator and revision openig |  |  | 496.99 |  | BR332106275
MDF30EURO+BFN230T+PITZN 850x300 | fire damper for rect. duct with actuator and revision openig |  |  | 510.51 |  | BR332106280
MDF30EURO+BFN230T+PITZN 850x350 | fire damper for rect. duct with actuator and revision openig |  |  | 518.72 |  | BR332106285
MDF30EURO+BFN230T+PITZN 850x400 | fire damper for rect. duct with actuator and revision openig |  |  | 535.2 |  | BR332106290
MDF30EURO+BFN230T+PITZN 850x450 | fire damper for rect. duct with actuator and revision openig |  |  | 545.05 |  | BR332106295
MDF30EURO+BFN230T+PITZN 850x500 | fire damper for rect. duct with actuator and revision openig |  |  | 554.96 |  | BR332106300
MDF30EURO+BFN230T+PITZN 850x550 | fire damper for rect. duct with actuator and revision openig |  |  | 564.81 |  | BR332106305
MDF30EURO+BFN230T+PITZN 850x600 | fire damper for rect. duct with actuator and revision openig |  |  | 641.79 |  | BR332106310
MDF30EURO+BFN230T+PITZN 850x650 | fire damper for rect. duct with actuator and revision openig |  |  | 654.51 |  | BR332106315
MDF30EURO+BFN230T+PITZN 850x700 | fire damper for rect. duct with actuator and revision openig |  |  | 667.28 |  | BR332106320
MDF30EURO+BFN230T+PITZN 850x750 | fire damper for rect. duct with actuator and revision openig |  |  | 680 |  | BR332106325
MDF30EURO+BFN230T+PITZN 850x800 | fire damper for rect. duct with actuator and revision openig |  |  | 692.68 |  | BR332106330
MDF30EURO+BFN230T+PITZN 900x200 | fire damper for rect. duct with actuator and revision openig |  |  | 492.95 |  | BR332106335
MDF30EURO+BFN230T+PITZN 900x250 | fire damper for rect. duct with actuator and revision openig |  |  | 501.54 |  | BR332106340
MDF30EURO+BFN230T+PITZN 900x300 | fire damper for rect. duct with actuator and revision openig |  |  | 515.39 |  | BR332106345
MDF30EURO+BFN230T+PITZN 900x350 | fire damper for rect. duct with actuator and revision openig |  |  | 524.02 |  | BR332106350
MDF30EURO+BFN230T+PITZN 900x400 | fire damper for rect. duct with actuator and revision openig |  |  | 540.83 |  | BR332106355
MDF30EURO+BFN230T+PITZN 900x450 | fire damper for rect. duct with actuator and revision openig |  |  | 551.2 |  | BR332106360
MDF30EURO+BFN230T+PITZN 900x500 | fire damper for rect. duct with actuator and revision openig |  |  | 561.48 |  | BR332106365
MDF30EURO+BFN230T+PITZN 900x550 | fire damper for rect. duct with actuator and revision openig |  |  | 571.76 |  | BR332106370
MDF30EURO+BFN230T+PITZN 900x600 | fire damper for rect. duct with actuator and revision openig |  |  | 650.01 |  | BR332106375
MDF30EURO+BFN230T+PITZN 900x650 | fire damper for rect. duct with actuator and revision openig |  |  | 663.29 |  | BR332106380
MDF30EURO+BFN230T+PITZN 900x700 | fire damper for rect. duct with actuator and revision openig |  |  | 676.53 |  | BR332106385
MDF30EURO+BFN230T+PITZN 900x750 | fire damper for rect. duct with actuator and revision openig |  |  | 689.72 |  | BR332106390
MDF30EURO+BFN230T+PITZN 900x800 | fire damper for rect. duct with actuator and revision openig |  |  | 702.96 |  | BR332106395
MDF30EURO+BFN230T+PITZN 950x200 | fire damper for rect. duct with actuator and revision openig |  |  | 497.18 |  | BR332106400
MDF30EURO+BFN230T+PITZN 950x250 | fire damper for rect. duct with actuator and revision openig |  |  | 506.05 |  | BR332106405
MDF30EURO+BFN230T+PITZN 950x300 | fire damper for rect. duct with actuator and revision openig |  |  | 520.36 |  | BR332106410
MDF30EURO+BFN230T+PITZN 950x350 | fire damper for rect. duct with actuator and revision openig |  |  | 529.23 |  | BR332106415
MDF30EURO+BFN230T+PITZN 950x400 | fire damper for rect. duct with actuator and revision openig |  |  | 546.6 |  | BR332106420
MDF30EURO+BFN230T+PITZN 950x450 | fire damper for rect. duct with actuator and revision openig |  |  | 557.26 |  | BR332106425
MDF30EURO+BFN230T+PITZN 950x500 | fire damper for rect. duct with actuator and revision openig |  |  | 568.01 |  | BR332106430
MDF30EURO+BFN230T+PITZN 950x550 | fire damper for rect. duct with actuator and revision openig |  |  | 578.71 |  | BR332106435
MDF30EURO+BFN230T+PITZN 950x600 | fire damper for rect. duct with actuator and revision openig |  |  | 658.32 |  | BR332106440
MDF30EURO+BFN230T+PITZN 950x650 | fire damper for rect. duct with actuator and revision openig |  |  | 672.02 |  | BR332106445
MDF30EURO+BFN230T+PITZN 950x700 | fire damper for rect. duct with actuator and revision openig |  |  | 685.82 |  | BR332106450
MDF30EURO+BFN230T+PITZN 950x750 | fire damper for rect. duct with actuator and revision openig |  |  | 699.62 |  | BR332106455
MDF30EURO+BFN230T+PITZN 950x800 | fire damper for rect. duct with actuator and revision openig |  |  | 713.33 |  | BR332106460
MDF30EURO+BFN230T+PITZN 1000x200 | fire damper for rect. duct with actuator and revision openig |  |  | 501.31 |  | BR332106465
MDF30EURO+BFN230T+PITZN 1000x250 | fire damper for rect. duct with actuator and revision openig |  |  | 510.55 |  | BR332106470
MDF30EURO+BFN230T+PITZN 1000x300 | fire damper for rect. duct with actuator and revision openig |  |  | 525.2 |  | BR332106475
MDF30EURO+BFN230T+PITZN 1000x350 | fire damper for rect. duct with actuator and revision openig |  |  | 534.54 |  | BR332106480
MDF30EURO+BFN230T+PITZN 1000x400 | fire damper for rect. duct with actuator and revision openig |  |  | 552.23 |  | BR332106485
MDF30EURO+BFN230T+PITZN 1000x450 | fire damper for rect. duct with actuator and revision openig |  |  | 563.45 |  | BR332106490
MDF30EURO+BFN230T+PITZN 1000x500 | fire damper for rect. duct with actuator and revision openig |  |  | 574.53 |  | BR332106495
MDF30EURO+BFN230T+PITZN 1000x550 | fire damper for rect. duct with actuator and revision openig |  |  | 654.09 |  | BR332106500
MDF30EURO+BFN230T+PITZN 1000x600 | fire damper for rect. duct with actuator and revision openig |  |  | 666.53 |  | BR332106505
MDF30EURO+BFN230T+PITZN 1000x650 | fire damper for rect. duct with actuator and revision openig |  |  | 687 |  | BR332106510
MDF30EURO+BFN230T+PITZN 1000x700 | fire damper for rect. duct with actuator and revision openig |  |  | 701.36 |  | BR332106515
MDF30EURO+BFN230T+PITZN 1000x750 | fire damper for rect. duct with actuator and revision openig |  |  | 715.86 |  | BR332106520
MDF30EURO+BFN230T+PITZN 1000x800 | fire damper for rect. duct with actuator and revision openig |  |  | 730.27 |  | BR332106525
MDF30EURO+BFN230T+PITZN 1050x200 | fire damper for rect. duct with actuator and revision openig |  |  | 505.48 |  | BR332106530
MDF30EURO+BFN230T+PITZN 1050x250 | fire damper for rect. duct with actuator and revision openig |  |  | 515.62 |  | BR332106535
MDF30EURO+BFN230T+PITZN 1050x300 | fire damper for rect. duct with actuator and revision openig |  |  | 530.69 |  | BR332106540
MDF30EURO+BFN230T+PITZN 1050x350 | fire damper for rect. duct with actuator and revision openig |  |  | 540.45 |  | BR332106545
MDF30EURO+BFN230T+PITZN 1050x400 | fire damper for rect. duct with actuator and revision openig |  |  | 558.67 |  | BR332106550
MDF30EURO+BFN230T+PITZN 1050x450 | fire damper for rect. duct with actuator and revision openig |  |  | 570.17 |  | BR332106555
MDF30EURO+BFN230T+PITZN 1050x500 | fire damper for rect. duct with actuator and revision openig |  |  | 581.76 |  | BR332106560
MDF30EURO+BFN230T+PITZN 1050x550 | fire damper for rect. duct with actuator and revision openig |  |  | 662.73 |  | BR332106565
MDF30EURO+BFN230T+PITZN 1050x600 | fire damper for rect. duct with actuator and revision openig |  |  | 675.59 |  | BR332106570
MDF30EURO+BFN230T+PITZN 1050x650 | fire damper for rect. duct with actuator and revision openig |  |  | 696.9 |  | BR332106575
MDF30EURO+BFN230T+PITZN 1050x700 | fire damper for rect. duct with actuator and revision openig |  |  | 711.92 |  | BR332106580
MDF30EURO+BFN230T+PITZN 1050x750 | fire damper for rect. duct with actuator and revision openig |  |  | 726.85 |  | BR332106585
MDF30EURO+BF230T+PITZN 1050x800 | fire damper for rect. duct with actuator and revision openig |  |  | 815.14 |  | BR332106590
MDF30EURO+BFN230T+PITZN 1100x200 | fire damper for rect. duct with actuator and revision openig |  |  | 619.73 |  | BR332106595
MDF30EURO+BFN230T+PITZN 1100x250 | fire damper for rect. duct with actuator and revision openig |  |  | 623.72 |  | BR332106600
MDF30EURO+BFN230T+PITZN 1100x300 | fire damper for rect. duct with actuator and revision openig |  |  | 627.34 |  | BR332106605
MDF30EURO+BFN230T+PITZN 1100x350 | fire damper for rect. duct with actuator and revision openig |  |  | 630.72 |  | BR332106610
MDF30EURO+BFN230T+PITZN 1100x400 | fire damper for rect. duct with actuator and revision openig |  |  | 633.77 |  | BR332106615
MDF30EURO+BFN230T+PITZN 1100x450 | fire damper for rect. duct with actuator and revision openig |  |  | 644.38 |  | BR332106620
MDF30EURO+BFN230T+PITZN 1100x500 | fire damper for rect. duct with actuator and revision openig |  |  | 657.85 |  | BR332106625
MDF30EURO+BFN230T+PITZN 1100x550 | fire damper for rect. duct with actuator and revision openig |  |  | 671.32 |  | BR332106630
MDF30EURO+BFN230T+PITZN 1100x600 | fire damper for rect. duct with actuator and revision openig |  |  | 684.93 |  | BR332106635
MDF30EURO+BFN230T+PITZN 1100x650 | fire damper for rect. duct with actuator and revision openig |  |  | 706.76 |  | BR332106640
MDF30EURO+BFN230T+PITZN 1100x700 | fire damper for rect. duct with actuator and revision openig |  |  | 722.39 |  | BR332106645
MDF30EURO+BF230T+PITZN 1100x750 | fire damper for rect. duct with actuator and revision openig |  |  | 730.84 |  | BR332106650
MDF30EURO+BF230T+PITZN 1100x800 | fire damper for rect. duct with actuator and revision openig |  |  | 825.47 |  | BR332106655
MDF30EURO+BFN230T+PITZN 1150x200 | fire damper for rect. duct with actuator and revision openig |  |  | 625.93 |  | BR332106660
MDF30EURO+BFN230T+PITZN 1150x250 | fire damper for rect. duct with actuator and revision openig |  |  | 630.48 |  | BR332106665
MDF30EURO+BFN230T+PITZN 1150x300 | fire damper for rect. duct with actuator and revision openig |  |  | 634.52 |  | BR332106670
MDF30EURO+BFN230T+PITZN 1150x350 | fire damper for rect. duct with actuator and revision openig |  |  | 638.27 |  | BR332106675
MDF30EURO+BFN230T+PITZN 1150x400 | fire damper for rect. duct with actuator and revision openig |  |  | 641.7 |  | BR332106680
MDF30EURO+BFN230T+PITZN 1150x450 | fire damper for rect. duct with actuator and revision openig |  |  | 652.82 |  | BR332106685
MDF30EURO+BFN230T+PITZN 1150x500 | fire damper for rect. duct with actuator and revision openig |  |  | 667 |  | BR332106690
MDF30EURO+BFN230T+PITZN 1150x550 | fire damper for rect. duct with actuator and revision openig |  |  | 681.03 |  | BR332106695
MDF30EURO+BFN230T+PITZN 1150x600 | fire damper for rect. duct with actuator and revision openig |  |  | 695.02 |  | BR332106700
MDF30EURO+BFN230T+PITZN 1150x650 | fire damper for rect. duct with actuator and revision openig |  |  | 717.65 |  | BR332106705
MDF30EURO+BF230T+PITZN 1150x700 | fire damper for rect. duct with actuator and revision openig |  |  | 807.25 |  | BR332106710
MDF30EURO+BF230T+PITZN 1150x750 | fire damper for rect. duct with actuator and revision openig |  |  | 815.09 |  | BR332106715
MDF30EURO+BF230T+PITZN 1150x800 | fire damper for rect. duct with actuator and revision openig |  |  | 836.92 |  | BR332106720
MDF30EURO+BFN230T+PITZN 1200x200 | fire damper for rect. duct with actuator and revision openig |  |  | 632.27 |  | BR332106725
MDF30EURO+BFN230T+PITZN 1200x250 | fire damper for rect. duct with actuator and revision openig |  |  | 637.1 |  | BR332106730
MDF30EURO+BFN230T+PITZN 1200x300 | fire damper for rect. duct with actuator and revision openig |  |  | 641.65 |  | BR332106735
MDF30EURO+BFN230T+PITZN 1200x350 | fire damper for rect. duct with actuator and revision openig |  |  | 645.88 |  | BR332106740
MDF30EURO+BFN230T+PITZN 1200x400 | fire damper for rect. duct with actuator and revision openig |  |  | 649.63 |  | BR332106745
MDF30EURO+BFN230T+PITZN 1200x450 | fire damper for rect. duct with actuator and revision openig |  |  | 661.41 |  | BR332106750
MDF30EURO+BFN230T+PITZN 1200x500 | fire damper for rect. duct with actuator and revision openig |  |  | 675.97 |  | BR332106755
MDF30EURO+BFN230T+PITZN 1200x550 | fire damper for rect. duct with actuator and revision openig |  |  | 690.7 |  | BR332106760
MDF30EURO+BFN230T+PITZN 1200x600 | fire damper for rect. duct with actuator and revision openig |  |  | 705.3 |  | BR332106765
MDF30EURO+BFN230T+PITZN 1200x650 | fire damper for rect. duct with actuator and revision openig |  |  | 728.68 |  | BR332106770
MDF30EURO+BF230T+PITZN 1200x700 | fire damper for rect. duct with actuator and revision openig |  |  | 818.85 |  | BR332106775
MDF30EURO+BF230T+PITZN 1200x750 | fire damper for rect. duct with actuator and revision openig |  |  | 831.24 |  | BR332106780
MDF30EURO+BF230T+PITZN 1200x800 | fire damper for rect. duct with actuator and revision openig |  |  | 843.77 |  | BR332106785
MDF30EURO+BFN230T+PITZN 1250x200 | fire damper for rect. duct with actuator and revision openig |  |  | 638.51 |  | BR332106790
MDF30EURO+BFN230T+PITZN 1250x250 | fire damper for rect. duct with actuator and revision openig |  |  | 643.86 |  | BR332106795
MDF30EURO+BFN230T+PITZN 1250x300 | fire damper for rect. duct with actuator and revision openig |  |  | 648.74 |  | BR332106800
MDF30EURO+BFN230T+PITZN 1250x350 | fire damper for rect. duct with actuator and revision openig |  |  | 653.39 |  | BR332106805
MDF30EURO+BFN230T+PITZN 1250x400 | fire damper for rect. duct with actuator and revision openig |  |  | 657.57 |  | BR332106810
MDF30EURO+BFN230T+PITZN 1250x450 | fire damper for rect. duct with actuator and revision openig |  |  | 669.91 |  | BR332106815
MDF30EURO+BFN230T+PITZN 1250x500 | fire damper for rect. duct with actuator and revision openig |  |  | 685.12 |  | BR332106820
MDF30EURO+BFN230T+PITZN 1250x550 | fire damper for rect. duct with actuator and revision openig |  |  | 700.28 |  | BR332106825
MDF30EURO+BFN230T+PITZN 1250x600 | fire damper for rect. duct with actuator and revision openig |  |  | 715.49 |  | BR332106830
MDF30EURO+BF230T+PITZN 1250x650 | fire damper for rect. duct with actuator and revision openig |  |  | 732.29 |  | BR332106835
MDF30EURO+BF230T+PITZN 1250x700 | fire damper for rect. duct with actuator and revision openig |  |  | 827.34 |  | BR332106840
MDF30EURO+BF230T+PITZN 1250x750 | fire damper for rect. duct with actuator and revision openig |  |  | 839.17 |  | BR332106845
MDF30EURO+BF230T+PITZN 1250x800 | fire damper for rect. duct with actuator and revision openig |  |  | 853.44 |  | BR332106850
MDF30EURO+BFN230T+PITZN 1300x200 | fire damper for rect. duct with actuator and revision openig |  |  | 644.84 |  | BR332106855
MDF30EURO+BFN230T+PITZN 1300x250 | fire damper for rect. duct with actuator and revision openig |  |  | 650.62 |  | BR332106860
MDF30EURO+BFN230T+PITZN 1300x300 | fire damper for rect. duct with actuator and revision openig |  |  | 655.73 |  | BR332106865
MDF30EURO+BFN230T+PITZN 1300x350 | fire damper for rect. duct with actuator and revision openig |  |  | 660.99 |  | BR332106870
MDF30EURO+BFN230T+PITZN 1300x400 | fire damper for rect. duct with actuator and revision openig |  |  | 665.64 |  | BR332106875
MDF30EURO+BFN230T+PITZN 1300x450 | fire damper for rect. duct with actuator and revision openig |  |  | 678.41 |  | BR332106880
MDF30EURO+BFN230T+PITZN 1300x500 | fire damper for rect. duct with actuator and revision openig |  |  | 694.13 |  | BR332106885
MDF30EURO+BFN230T+PITZN 1300x550 | fire damper for rect. duct with actuator and revision openig |  |  | 709.9 |  | BR332106890
MDF30EURO+BFN230T+PITZN 1300x600 | fire damper for rect. duct with actuator and revision openig |  |  | 725.77 |  | BR332106895
MDF30EURO+BF230T+PITZN 1300x650 | fire damper for rect. duct with actuator and revision openig |  |  | 742.38 |  | BR332106900
MDF30EURO+BF230T+PITZN 1300x700 | fire damper for rect. duct with actuator and revision openig |  |  | 833.35 |  | BR332106905
MDF30EURO+BF230T+PITZN 1300x750 | fire damper for rect. duct with actuator and revision openig |  |  | 845.18 |  | BR332106910
MDF30EURO+BF230T+PITZN 1300x800 | fire damper for rect. duct with actuator and revision openig |  |  | 865.83 |  | BR332106915
MDF30EURO+BFN230T+PITZN 1350x200 | fire damper for rect. duct with actuator and revision openig |  |  | 651.23 |  | BR332106920
MDF30EURO+BFN230T+PITZN 1350x250 | fire damper for rect. duct with actuator and revision openig |  |  | 657.33 |  | BR332106925
MDF30EURO+BFN230T+PITZN 1350x300 | fire damper for rect. duct with actuator and revision openig |  |  | 663.15 |  | BR332106930
MDF30EURO+BFN230T+PITZN 1350x350 | fire damper for rect. duct with actuator and revision openig |  |  | 668.55 |  | BR332106935
MDF30EURO+BFN230T+PITZN 1350x400 | fire damper for rect. duct with actuator and revision openig |  |  | 673.57 |  | BR332106940
MDF30EURO+BFN230T+PITZN 1350x450 | fire damper for rect. duct with actuator and revision openig |  |  | 686.86 |  | BR332106945
MDF30EURO+BFN230T+PITZN 1350x500 | fire damper for rect. duct with actuator and revision openig |  |  | 703.33 |  | BR332106950
MDF30EURO+BFN230T+PITZN 1350x550 | fire damper for rect. duct with actuator and revision openig |  |  | 719.67 |  | BR332106955
MDF30EURO+BF230T+PITZN 1350x600 | fire damper for rect. duct with actuator and revision openig |  |  | 757.45 |  | BR332106960
MDF30EURO+BF230T+PITZN 1350x650 | fire damper for rect. duct with actuator and revision openig |  |  | 752.19 |  | BR332106965
MDF30EURO+BF230T+PITZN 1350x700 | fire damper for rect. duct with actuator and revision openig |  |  | 841.05 |  | BR332106970
MDF30EURO+BF230T+PITZN 1350x750 | fire damper for rect. duct with actuator and revision openig |  |  | 852.88 |  | BR332106975
MDF30EURO+BF230T+PITZN 1350x800 | fire damper for rect. duct with actuator and revision openig |  |  | 878.65 |  | BR332106980
MDF30EURO+BFN230T+PITZN 1400x200 | fire damper for rect. duct with actuator and revision openig |  |  | 657.47 |  | BR332106985
MDF30EURO+BFN230T+PITZN 1400x250 | fire damper for rect. duct with actuator and revision openig |  |  | 664 |  | BR332106990
MDF30EURO+BFN230T+PITZN 1400x300 | fire damper for rect. duct with actuator and revision openig |  |  | 670.29 |  | BR332106995
MDF30EURO+BFN230T+PITZN 1400x350 | fire damper for rect. duct with actuator and revision openig |  |  | 676.01 |  | BR332107000
MDF30EURO+BFN230T+PITZN 1400x400 | fire damper for rect. duct with actuator and revision openig |  |  | 681.5 |  | BR332107005
MDF30EURO+BFN230T+PITZN 1400x450 | fire damper for rect. duct with actuator and revision openig |  |  | 695.35 |  | BR332107010
MDF30EURO+BFN230T+PITZN 1400x500 | fire damper for rect. duct with actuator and revision openig |  |  | 712.34 |  | BR332107015
MDF30EURO+BFN230T+PITZN 1400x550 | fire damper for rect. duct with actuator and revision openig |  |  | 736.28 |  | BR332107020
MDF30EURO+BF230T+PITZN 1400x600 | fire damper for rect. duct with actuator and revision openig |  |  | 762.99 |  | BR332107025
MDF30EURO+BF230T+PITZN 1400x650 | fire damper for rect. duct with actuator and revision openig |  |  | 781.25 |  | BR332107030
MDF30EURO+BF230T+PITZN 1400x700 | fire damper for rect. duct with actuator and revision openig |  |  | 847.67 |  | BR332107035
MDF30EURO+BF230T+PITZN 1400x750 | fire damper for rect. duct with actuator and revision openig |  |  | 859.45 |  | BR332107040
MDF30EURO+BF230T+PITZN 1400x800 | fire damper for rect. duct with actuator and revision openig |  |  | 886.06 |  | BR332107045
MDF30EURO+BFN230T+PITZN 1450x200 | fire damper for rect. duct with actuator and revision openig |  |  | 663.67 |  | BR332107050
MDF30EURO+BFN230T+PITZN 1450x250 | fire damper for rect. duct with actuator and revision openig |  |  | 670.8 |  | BR332107055
MDF30EURO+BFN230T+PITZN 1450x300 | fire damper for rect. duct with actuator and revision openig |  |  | 677.37 |  | BR332107060
MDF30EURO+BFN230T+PITZN 1450x350 | fire damper for rect. duct with actuator and revision openig |  |  | 683.66 |  | BR332107065
MDF30EURO+BFN230T+PITZN 1450x400 | fire damper for rect. duct with actuator and revision openig |  |  | 689.44 |  | BR332107070
MDF30EURO+BFN230T+PITZN 1450x450 | fire damper for rect. duct with actuator and revision openig |  |  | 703.85 |  | BR332107075
MDF30EURO+BFN230T+PITZN 1450x500 | fire damper for rect. duct with actuator and revision openig |  |  | 721.4 |  | BR332107080
MDF30EURO+BFN230T+PITZN 1450x550 | fire damper for rect. duct with actuator and revision openig |  |  | 745.95 |  | BR332107085
MDF30EURO+BF230T+PITZN 1450x600 | fire damper for rect. duct with actuator and revision openig |  |  | 772.52 |  | BR332107090
MDF30EURO+BF230T+PITZN 1450x650 | fire damper for rect. duct with actuator and revision openig |  |  | 791.34 |  | BR332107095
MDF30EURO+BF230T+PITZN 1450x700 | fire damper for rect. duct with actuator and revision openig |  |  | 852.17 |  | BR332107100
MDF30EURO+BF230T+PITZN 1450x750 | fire damper for rect. duct with actuator and revision openig |  |  | 864 |  | BR332107105
MDF30EURO+BF230T+PITZN 1450x800 | fire damper for rect. duct with actuator and revision openig |  |  | 894.7 |  | BR332107110
MDF30EURO+BFN230T+PITZN 1500x200 | fire damper for rect. duct with actuator and revision openig |  |  | 730.46 |  | BR332107115
MDF30EURO+BFN230T+PITZN 1500x250 | fire damper for rect. duct with actuator and revision openig |  |  | 736.42 |  | BR332107120
MDF30EURO+BFN230T+PITZN 1500x300 | fire damper for rect. duct with actuator and revision openig |  |  | 741.87 |  | BR332107125
MDF30EURO+BFN230T+PITZN 1500x350 | fire damper for rect. duct with actuator and revision openig |  |  | 746.75 |  | BR332107130
MDF30EURO+BFN230T+PITZN 1500x400 | fire damper for rect. duct with actuator and revision openig |  |  | 751.07 |  | BR332107135
MDF30EURO+BFN230T+PITZN 1500x450 | fire damper for rect. duct with actuator and revision openig |  |  | 757.73 |  | BR332107140
MDF30EURO+BFN230T+PITZN 1500x500 | fire damper for rect. duct with actuator and revision openig |  |  | 753.84 |  | BR332107145
MDF30EURO+BF230T+PITZN 1500x550 | fire damper for rect. duct with actuator and revision openig |  |  | 783.83 |  | BR332107150
MDF30EURO+BF230T+PITZN 1500x600 | fire damper for rect. duct with actuator and revision openig |  |  | 801.2 |  | BR332107155
MDF30EURO+BF230T+PITZN 1500x650 | fire damper for rect. duct with actuator and revision openig |  |  | 840.58 |  | BR332107160
MDF30EURO+BF230T+PITZN 1500x700 | fire damper for rect. duct with actuator and revision openig |  |  | 861.09 |  | BR332107165
MDF30EURO+BF230T+PITZN 1500x750 | fire damper for rect. duct with actuator and revision openig |  |  | 881.46 |  | BR332107170
MDF30EURO+BF230T+PITZN 1500x800 | fire damper for rect. duct with actuator and revision openig |  |  | 901.79 |  | BR332107175
MDF30EURO+PITZN 200x650 | fire damper for rectangular duct with revision openig |  |  | 214.18 |  | BR332110010
MDF30EURO+PITZN 200x700 | fire damper for rectangular duct with revision openig |  |  | 220.38 |  | BR332110015
MDF30EURO+PITZN 200x750 | fire damper for rectangular duct with revision openig |  |  | 226.57 |  | BR332110020
MDF30EURO+PITZN 200x800 | fire damper for rectangular duct with revision openig |  |  | 232.86 |  | BR332110025
MDF30EURO+PITZN 250x650 | fire damper for rectangular duct with revision openig |  |  | 220.24 |  | BR332110030
MDF30EURO+PITZN 250x700 | fire damper for rectangular duct with revision openig |  |  | 226.71 |  | BR332110035
MDF30EURO+PITZN 250x750 | fire damper for rectangular duct with revision openig |  |  | 233.19 |  | BR332110040
MDF30EURO+PITZN 250x800 | fire damper for rectangular duct with revision openig |  |  | 239.53 |  | BR332110045
MDF30EURO+PITZN 300x650 | fire damper for rectangular duct with revision openig |  |  | 226.39 |  | BR332110050
MDF30EURO+PITZN 300x700 | fire damper for rectangular duct with revision openig |  |  | 233.05 |  | BR332110055
MDF30EURO+PITZN 300x750 | fire damper for rectangular duct with revision openig |  |  | 239.62 |  | BR332110060
MDF30EURO+PITZN 300x800 | fire damper for rectangular duct with revision openig |  |  | 246.29 |  | BR332110065
MDF30EURO+PITZN 350x650 | fire damper for rectangular duct with revision openig |  |  | 231.92 |  | BR332110070
MDF30EURO+PITZN 350x700 | fire damper for rectangular duct with revision openig |  |  | 238.97 |  | BR332110075
MDF30EURO+PITZN 350x750 | fire damper for rectangular duct with revision openig |  |  | 246.01 |  | BR332110080
MDF30EURO+PITZN 350x800 | fire damper for rectangular duct with revision openig |  |  | 253.05 |  | BR332110085
MDF30EURO+PITZN 400x650 | fire damper for rectangular duct with revision openig |  |  | 237.6 |  | BR332110090
MDF30EURO+PITZN 400x700 | fire damper for rectangular duct with revision openig |  |  | 244.97 |  | BR332110095
MDF30EURO+PITZN 400x750 | fire damper for rectangular duct with revision openig |  |  | 252.3 |  | BR332110100
MDF30EURO+PITZN 400x800 | fire damper for rectangular duct with revision openig |  |  | 259.62 |  | BR332110105
MDF30EURO+PITZN 450x650 | fire damper for rectangular duct with revision openig |  |  | 243.28 |  | BR332110110
MDF30EURO+PITZN 450x700 | fire damper for rectangular duct with revision openig |  |  | 250.98 |  | BR332110115
MDF30EURO+PITZN 450x750 | fire damper for rectangular duct with revision openig |  |  | 258.59 |  | BR332110120
MDF30EURO+PITZN 450x800 | fire damper for rectangular duct with revision openig |  |  | 266.33 |  | BR332110125
MDF30EURO+PITZN 500x650 | fire damper for rectangular duct with revision openig |  |  | 248.92 |  | BR332110130
MDF30EURO+PITZN 500x700 | fire damper for rectangular duct with revision openig |  |  | 256.94 |  | BR332110135
MDF30EURO+PITZN 500x750 | fire damper for rectangular duct with revision openig |  |  | 265.02 |  | BR332110140
MDF30EURO+PITZN 500x800 | fire damper for rectangular duct with revision openig |  |  | 273 |  | BR332110145
MDF30EURO+PITZN 550x650 | fire damper for rectangular duct with revision openig |  |  | 254.64 |  | BR332110150
MDF30EURO+PITZN 550x700 | fire damper for rectangular duct with revision openig |  |  | 263.04 |  | BR332110155
MDF30EURO+PITZN 550x750 | fire damper for rectangular duct with revision openig |  |  | 271.45 |  | BR332110160
MDF30EURO+PITZN 550x800 | fire damper for rectangular duct with revision openig |  |  | 279.76 |  | BR332110165
MDF30EURO+PITZN 600x650 | fire damper for rectangular duct with revision openig |  |  | 237.84 |  | BR332110170
MDF30EURO+PITZN 600x700 | fire damper for rectangular duct with revision openig |  |  | 246.62 |  | BR332110175
MDF30EURO+PITZN 600x750 | fire damper for rectangular duct with revision openig |  |  | 255.3 |  | BR332110180
MDF30EURO+PITZN 600x800 | fire damper for rectangular duct with revision openig |  |  | 263.98 |  | BR332110185
MDF30EURO+PITZN 650x650 | fire damper for rectangular duct with revision openig |  |  | 268.07 |  | BR332110190
MDF30EURO+PITZN 650x700 | fire damper for rectangular duct with revision openig |  |  | 277.22 |  | BR332110195
MDF30EURO+PITZN 650x750 | fire damper for rectangular duct with revision openig |  |  | 286.47 |  | BR332110200
MDF30EURO+PITZN 650x800 | fire damper for rectangular duct with revision openig |  |  | 321.77 |  | BR332110205
MDF30EURO+PITZN 700x650 | fire damper for rectangular duct with revision openig |  |  | 275.62 |  | BR332110210
MDF30EURO+PITZN 700x700 | fire damper for rectangular duct with revision openig |  |  | 298.72 |  | BR332110215
MDF30EURO+PITZN 700x750 | fire damper for rectangular duct with revision openig |  |  | 308.81 |  | BR332110220
MDF30EURO+PITZN 700x800 | fire damper for rectangular duct with revision openig |  |  | 318.81 |  | BR332110225
MDF30EURO+PITZN 750x650 | fire damper for rectangular duct with revision openig |  |  | 283.18 |  | BR332110230
MDF30EURO+PITZN 750x700 | fire damper for rectangular duct with revision openig |  |  | 307.17 |  | BR332110235
MDF30EURO+PITZN 750x750 | fire damper for rectangular duct with revision openig |  |  | 317.73 |  | BR332110240
MDF30EURO+PITZN 750x800 | fire damper for rectangular duct with revision openig |  |  | 328.24 |  | BR332110245
MDF30EURO+PITZN 800x650 | fire damper for rectangular duct with revision openig |  |  | 304.49 |  | BR332110250
MDF30EURO+PITZN 800x700 | fire damper for rectangular duct with revision openig |  |  | 315.48 |  | BR332110255
MDF30EURO+PITZN 800x750 | fire damper for rectangular duct with revision openig |  |  | 326.6 |  | BR332110260
MDF30EURO+PITZN 800x800 | fire damper for rectangular duct with revision openig |  |  | 337.68 |  | BR332110265
MDF30EURO+PITZN 850x200 | fire damper for rectangular duct with revision openig |  |  | 216.43 |  | BR332110270
MDF30EURO+PITZN 850x250 | fire damper for rectangular duct with revision openig |  |  | 224.56 |  | BR332110275
MDF30EURO+PITZN 850x300 | fire damper for rectangular duct with revision openig |  |  | 232.63 |  | BR332110280
MDF30EURO+PITZN 850x350 | fire damper for rectangular duct with revision openig |  |  | 240.75 |  | BR332110285
MDF30EURO+PITZN 850x400 | fire damper for rectangular duct with revision openig |  |  | 249.01 |  | BR332110290
MDF30EURO+PITZN 850x450 | fire damper for rectangular duct with revision openig |  |  | 258.59 |  | BR332110295
MDF30EURO+PITZN 850x500 | fire damper for rectangular duct with revision openig |  |  | 268.16 |  | BR332110300
MDF30EURO+PITZN 850x550 | fire damper for rectangular duct with revision openig |  |  | 277.69 |  | BR332110305
MDF30EURO+PITZN 850x600 | fire damper for rectangular duct with revision openig |  |  | 312.85 |  | BR332110310
MDF30EURO+PITZN 850x650 | fire damper for rectangular duct with revision openig |  |  | 321.72 |  | BR332110315
MDF30EURO+PITZN 850x700 | fire damper for rectangular duct with revision openig |  |  | 328.9 |  | BR332110320
MDF30EURO+PITZN 850x750 | fire damper for rectangular duct with revision openig |  |  | 340.59 |  | BR332110325
MDF30EURO+PITZN 850x800 | fire damper for rectangular duct with revision openig |  |  | 352.28 |  | BR332110330
MDF30EURO+PITZN 900x200 | fire damper for rectangular duct with revision openig |  |  | 220.52 |  | BR332110335
MDF30EURO+PITZN 900x250 | fire damper for rectangular duct with revision openig |  |  | 229.01 |  | BR332110340
MDF30EURO+PITZN 900x300 | fire damper for rectangular duct with revision openig |  |  | 237.46 |  | BR332110345
MDF30EURO+PITZN 900x350 | fire damper for rectangular duct with revision openig |  |  | 246.01 |  | BR332110350
MDF30EURO+PITZN 900x400 | fire damper for rectangular duct with revision openig |  |  | 254.41 |  | BR332110355
MDF30EURO+PITZN 900x450 | fire damper for rectangular duct with revision openig |  |  | 264.45 |  | BR332110360
MDF30EURO+PITZN 900x500 | fire damper for rectangular duct with revision openig |  |  | 274.45 |  | BR332110365
MDF30EURO+PITZN 900x550 | fire damper for rectangular duct with revision openig |  |  | 284.45 |  | BR332110370
MDF30EURO+PITZN 900x600 | fire damper for rectangular duct with revision openig |  |  | 320.59 |  | BR332110375
MDF30EURO+PITZN 900x650 | fire damper for rectangular duct with revision openig |  |  | 329.98 |  | BR332110380
MDF30EURO+PITZN 900x700 | fire damper for rectangular duct with revision openig |  |  | 337.4 |  | BR332110385
MDF30EURO+PITZN 900x750 | fire damper for rectangular duct with revision openig |  |  | 349.55 |  | BR332110390
MDF30EURO+PITZN 900x800 | fire damper for rectangular duct with revision openig |  |  | 361.76 |  | BR332110395
MDF30EURO+PITZN 950x200 | fire damper for rectangular duct with revision openig |  |  | 224.65 |  | BR332110400
MDF30EURO+PITZN 950x250 | fire damper for rectangular duct with revision openig |  |  | 233.52 |  | BR332110405
MDF30EURO+PITZN 950x300 | fire damper for rectangular duct with revision openig |  |  | 242.34 |  | BR332110410
MDF30EURO+PITZN 950x350 | fire damper for rectangular duct with revision openig |  |  | 251.12 |  | BR332110415
MDF30EURO+PITZN 950x400 | fire damper for rectangular duct with revision openig |  |  | 260.04 |  | BR332110420
MDF30EURO+PITZN 950x450 | fire damper for rectangular duct with revision openig |  |  | 270.37 |  | BR332110425
MDF30EURO+PITZN 950x500 | fire damper for rectangular duct with revision openig |  |  | 280.79 |  | BR332110430
MDF30EURO+PITZN 950x550 | fire damper for rectangular duct with revision openig |  |  | 312.57 |  | BR332110435
MDF30EURO+PITZN 950x600 | fire damper for rectangular duct with revision openig |  |  | 323.69 |  | BR332110440
MDF30EURO+PITZN 950x650 | fire damper for rectangular duct with revision openig |  |  | 336.46 |  | BR332110445
MDF30EURO+PITZN 950x700 | fire damper for rectangular duct with revision openig |  |  | 349.27 |  | BR332110450
MDF30EURO+PITZN 950x750 | fire damper for rectangular duct with revision openig |  |  | 362.27 |  | BR332110455
MDF30EURO+PITZN 950x800 | fire damper for rectangular duct with revision openig |  |  | 384.15 |  | BR332110460
MDF30EURO+PITZN 1000x200 | fire damper for rectangular duct with revision openig |  |  | 228.78 |  | BR332110465
MDF30EURO+PITZN 1000x250 | fire damper for rectangular duct with revision openig |  |  | 237.93 |  | BR332110470
MDF30EURO+PITZN 1000x300 | fire damper for rectangular duct with revision openig |  |  | 247.13 |  | BR332110475
MDF30EURO+PITZN 1000x350 | fire damper for rectangular duct with revision openig |  |  | 256.33 |  | BR332110480
MDF30EURO+PITZN 1000x400 | fire damper for rectangular duct with revision openig |  |  | 265.53 |  | BR332110485
MDF30EURO+PITZN 1000x450 | fire damper for rectangular duct with revision openig |  |  | 276.38 |  | BR332110490
MDF30EURO+PITZN 1000x500 | fire damper for rectangular duct with revision openig |  |  | 287.08 |  | BR332110495
MDF30EURO+PITZN 1000x550 | fire damper for rectangular duct with revision openig |  |  | 319.7 |  | BR332110500
MDF30EURO+PITZN 1000x600 | fire damper for rectangular duct with revision openig |  |  | 331.39 |  | BR332110505
MDF30EURO+PITZN 1000x650 | fire damper for rectangular duct with revision openig |  |  | 344.72 |  | BR332110510
MDF30EURO+PITZN 1000x700 | fire damper for rectangular duct with revision openig |  |  | 358 |  | BR332110515
MDF30EURO+PITZN 1000x750 | fire damper for rectangular duct with revision openig |  |  | 371.33 |  | BR332110520
MDF30EURO+PITZN 1000x800 | fire damper for rectangular duct with revision openig |  |  | 394 |  | BR332110525
MDF30EURO+PITZN 1050x200 | fire damper for rectangular duct with revision openig |  |  | 268.3 |  | BR332110530
MDF30EURO+PITZN 1050x250 | fire damper for rectangular duct with revision openig |  |  | 273.61 |  | BR332110535
MDF30EURO+PITZN 1050x300 | fire damper for rectangular duct with revision openig |  |  | 277.69 |  | BR332110540
MDF30EURO+PITZN 1050x350 | fire damper for rectangular duct with revision openig |  |  | 278.63 |  | BR332110545
MDF30EURO+PITZN 1050x400 | fire damper for rectangular duct with revision openig |  |  | 283.09 |  | BR332110550
MDF30EURO+PITZN 1050x450 | fire damper for rectangular duct with revision openig |  |  | 294.78 |  | BR332110555
MDF30EURO+PITZN 1050x500 | fire damper for rectangular duct with revision openig |  |  | 312.66 |  | BR332110560
MDF30EURO+PITZN 1050x550 | fire damper for rectangular duct with revision openig |  |  | 324.68 |  | BR332110565
MDF30EURO+PITZN 1050x600 | fire damper for rectangular duct with revision openig |  |  | 339.88 |  | BR332110570
MDF30EURO+PITZN 1050x650 | fire damper for rectangular duct with revision openig |  |  | 353.82 |  | BR332110575
MDF30EURO+PITZN 1050x700 | fire damper for rectangular duct with revision openig |  |  | 367.67 |  | BR332110580
MDF30EURO+PITZN 1050x750 | fire damper for rectangular duct with revision openig |  |  | 381.52 |  | BR332110585
MDF30EURO+PITZN 1050x800 | fire damper for rectangular duct with revision openig |  |  | 395.41 |  | BR332110590
MDF30EURO+PITZN 1100x200 | fire damper for rectangular duct with revision openig |  |  | 274.22 |  | BR332110595
MDF30EURO+PITZN 1100x250 | fire damper for rectangular duct with revision openig |  |  | 279.24 |  | BR332110600
MDF30EURO+PITZN 1100x300 | fire damper for rectangular duct with revision openig |  |  | 283.65 |  | BR332110605
MDF30EURO+PITZN 1100x350 | fire damper for rectangular duct with revision openig |  |  | 284.73 |  | BR332110610
MDF30EURO+PITZN 1100x400 | fire damper for rectangular duct with revision openig |  |  | 289.47 |  | BR332110615
MDF30EURO+PITZN 1100x450 | fire damper for rectangular duct with revision openig |  |  | 301.63 |  | BR332110620
MDF30EURO+PITZN 1100x500 | fire damper for rectangular duct with revision openig |  |  | 320.12 |  | BR332110625
MDF30EURO+PITZN 1100x550 | fire damper for rectangular duct with revision openig |  |  | 332.56 |  | BR332110630
MDF30EURO+PITZN 1100x600 | fire damper for rectangular duct with revision openig |  |  | 348.57 |  | BR332110635
MDF30EURO+PITZN 1100x650 | fire damper for rectangular duct with revision openig |  |  | 362.88 |  | BR332110640
MDF30EURO+PITZN 1100x700 | fire damper for rectangular duct with revision openig |  |  | 377.34 |  | BR332110645
MDF30EURO+PITZN 1100x750 | fire damper for rectangular duct with revision openig |  |  | 391.7 |  | BR332110650
MDF30EURO+PITZN 1100x800 | fire damper for rectangular duct with revision openig |  |  | 406.16 |  | BR332110655
MDF30EURO+PITZN 1150x200 | fire damper for rectangular duct with revision openig |  |  | 286.51 |  | BR332110660
MDF30EURO+PITZN 1150x250 | fire damper for rectangular duct with revision openig |  |  | 298.77 |  | BR332110665
MDF30EURO+PITZN 1150x300 | fire damper for rectangular duct with revision openig |  |  | 311.02 |  | BR332110670
MDF30EURO+PITZN 1150x350 | fire damper for rectangular duct with revision openig |  |  | 323.13 |  | BR332110675
MDF30EURO+PITZN 1150x400 | fire damper for rectangular duct with revision openig |  |  | 326.41 |  | BR332110680
MDF30EURO+PITZN 1150x450 | fire damper for rectangular duct with revision openig |  |  | 309.28 |  | BR332110685
MDF30EURO+PITZN 1150x500 | fire damper for rectangular duct with revision openig |  |  | 328.52 |  | BR332110690
MDF30EURO+PITZN 1150x550 | fire damper for rectangular duct with revision openig |  |  | 341.48 |  | BR332110695
MDF30EURO+PITZN 1150x600 | fire damper for rectangular duct with revision openig |  |  | 354.43 |  | BR332110700
MDF30EURO+PITZN 1150x650 | fire damper for rectangular duct with revision openig |  |  | 369.36 |  | BR332110705
MDF30EURO+PITZN 1150x700 | fire damper for rectangular duct with revision openig |  |  | 371.05 |  | BR332110710
MDF30EURO+PITZN 1150x750 | fire damper for rectangular duct with revision openig |  |  | 385.51 |  | BR332110715
MDF30EURO+PITZN 1150x800 | fire damper for rectangular duct with revision openig |  |  | 399.87 |  | BR332110720
MDF30EURO+PITZN 1200x200 | fire damper for rectangular duct with revision openig |  |  | 292.66 |  | BR332110725
MDF30EURO+PITZN 1200x250 | fire damper for rectangular duct with revision openig |  |  | 305.34 |  | BR332110730
MDF30EURO+PITZN 1200x300 | fire damper for rectangular duct with revision openig |  |  | 318.01 |  | BR332110735
MDF30EURO+PITZN 1200x350 | fire damper for rectangular duct with revision openig |  |  | 330.82 |  | BR332110740
MDF30EURO+PITZN 1200x400 | fire damper for rectangular duct with revision openig |  |  | 334.25 |  | BR332110745
MDF30EURO+PITZN 1200x450 | fire damper for rectangular duct with revision openig |  |  | 317.07 |  | BR332110750
MDF30EURO+PITZN 1200x500 | fire damper for rectangular duct with revision openig |  |  | 336.88 |  | BR332110755
MDF30EURO+PITZN 1200x550 | fire damper for rectangular duct with revision openig |  |  | 350.49 |  | BR332110760
MDF30EURO+PITZN 1200x600 | fire damper for rectangular duct with revision openig |  |  | 363.96 |  | BR332110765
MDF30EURO+PITZN 1200x650 | fire damper for rectangular duct with revision openig |  |  | 379.45 |  | BR332110770
MDF30EURO+PITZN 1200x700 | fire damper for rectangular duct with revision openig |  |  | 381.33 |  | BR332110775
MDF30EURO+PITZN 1200x750 | fire damper for rectangular duct with revision openig |  |  | 396.3 |  | BR332110780
MDF30EURO+PITZN 1200x800 | fire damper for rectangular duct with revision openig |  |  | 411.28 |  | BR332110785
MDF30EURO+PITZN 1250x200 | fire damper for rectangular duct with revision openig |  |  | 298.67 |  | BR332110790
MDF30EURO+PITZN 1250x250 | fire damper for rectangular duct with revision openig |  |  | 311.86 |  | BR332110795
MDF30EURO+PITZN 1250x300 | fire damper for rectangular duct with revision openig |  |  | 325.1 |  | BR332110800
MDF30EURO+PITZN 1250x350 | fire damper for rectangular duct with revision openig |  |  | 338.33 |  | BR332110805
MDF30EURO+PITZN 1250x400 | fire damper for rectangular duct with revision openig |  |  | 342.18 |  | BR332110810
MDF30EURO+PITZN 1250x450 | fire damper for rectangular duct with revision openig |  |  | 324.72 |  | BR332110815
MDF30EURO+PITZN 1250x500 | fire damper for rectangular duct with revision openig |  |  | 345.28 |  | BR332110820
MDF30EURO+PITZN 1250x550 | fire damper for rectangular duct with revision openig |  |  | 359.32 |  | BR332110825
MDF30EURO+PITZN 1250x600 | fire damper for rectangular duct with revision openig |  |  | 373.4 |  | BR332110830
MDF30EURO+PITZN 1250x650 | fire damper for rectangular duct with revision openig |  |  | 389.5 |  | BR332110835
MDF30EURO+PITZN 1250x700 | fire damper for rectangular duct with revision openig |  |  | 391.7 |  | BR332110840
MDF30EURO+PITZN 1250x750 | fire damper for rectangular duct with revision openig |  |  | 407.33 |  | BR332110845
MDF30EURO+PITZN 1250x800 | fire damper for rectangular duct with revision openig |  |  | 422.87 |  | BR332110850
MDF30EURO+PITZN 1300x200 | fire damper for rectangular duct with revision openig |  |  | 308.76 |  | BR332110855
MDF30EURO+PITZN 1300x250 | fire damper for rectangular duct with revision openig |  |  | 319.93 |  | BR332110860
MDF30EURO+PITZN 1300x300 | fire damper for rectangular duct with revision openig |  |  | 330.54 |  | BR332110865
MDF30EURO+PITZN 1300x350 | fire damper for rectangular duct with revision openig |  |  | 341.34 |  | BR332110870
MDF30EURO+PITZN 1300x400 | fire damper for rectangular duct with revision openig |  |  | 351.71 |  | BR332110875
MDF30EURO+PITZN 1300x450 | fire damper for rectangular duct with revision openig |  |  | 364.24 |  | BR332110880
MDF30EURO+PITZN 1300x500 | fire damper for rectangular duct with revision openig |  |  | 376.26 |  | BR332110885
MDF30EURO+PITZN 1300x550 | fire damper for rectangular duct with revision openig |  |  | 391.84 |  | BR332110890
MDF30EURO+PITZN 1300x600 | fire damper for rectangular duct with revision openig |  |  | 407.33 |  | BR332110895
MDF30EURO+PITZN 1300x650 | fire damper for rectangular duct with revision openig |  |  | 425.27 |  | BR332110900
MDF30EURO+PITZN 1300x700 | fire damper for rectangular duct with revision openig |  |  | 443.01 |  | BR332110905
MDF30EURO+PITZN 1300x750 | fire damper for rectangular duct with revision openig |  |  | 460.94 |  | BR332110910
MDF30EURO+PITZN 1300x800 | fire damper for rectangular duct with revision openig |  |  | 478.87 |  | BR332110915
MDF30EURO+PITZN 1350x200 | fire damper for rectangular duct with revision openig |  |  | 315.01 |  | BR332110920
MDF30EURO+PITZN 1350x250 | fire damper for rectangular duct with revision openig |  |  | 326.51 |  | BR332110925
MDF30EURO+PITZN 1350x300 | fire damper for rectangular duct with revision openig |  |  | 337.87 |  | BR332110930
MDF30EURO+PITZN 1350x350 | fire damper for rectangular duct with revision openig |  |  | 348.85 |  | BR332110935
MDF30EURO+PITZN 1350x400 | fire damper for rectangular duct with revision openig |  |  | 359.69 |  | BR332110940
MDF30EURO+PITZN 1350x450 | fire damper for rectangular duct with revision openig |  |  | 372.6 |  | BR332110945
MDF30EURO+PITZN 1350x500 | fire damper for rectangular duct with revision openig |  |  | 385.23 |  | BR332110950
MDF30EURO+PITZN 1350x550 | fire damper for rectangular duct with revision openig |  |  | 401.33 |  | BR332110955
MDF30EURO+PITZN 1350x600 | fire damper for rectangular duct with revision openig |  |  | 417.33 |  | BR332110960
MDF30EURO+PITZN 1350x650 | fire damper for rectangular duct with revision openig |  |  | 435.83 |  | BR332110965
MDF30EURO+PITZN 1350x700 | fire damper for rectangular duct with revision openig |  |  | 454.37 |  | BR332110970
MDF30EURO+PITZN 1350x750 | fire damper for rectangular duct with revision openig |  |  | 472.96 |  | BR332110975
MDF30EURO+PITZN 1350x800 | fire damper for rectangular duct with revision openig |  |  | 491.4 |  | BR332110980
MDF30EURO+PITZN 1400x200 | fire damper for rectangular duct with revision openig |  |  | 321.16 |  | BR332110985
MDF30EURO+PITZN 1400x250 | fire damper for rectangular duct with revision openig |  |  | 333.12 |  | BR332110990
MDF30EURO+PITZN 1400x300 | fire damper for rectangular duct with revision openig |  |  | 344.86 |  | BR332110995
MDF30EURO+PITZN 1400x350 | fire damper for rectangular duct with revision openig |  |  | 356.27 |  | BR332111000
MDF30EURO+PITZN 1400x400 | fire damper for rectangular duct with revision openig |  |  | 367.58 |  | BR332111005
MDF30EURO+PITZN 1400x450 | fire damper for rectangular duct with revision openig |  |  | 381 |  | BR332111010
MDF30EURO+PITZN 1400x500 | fire damper for rectangular duct with revision openig |  |  | 394.1 |  | BR332111015
MDF30EURO+PITZN 1400x550 | fire damper for rectangular duct with revision openig |  |  | 410.76 |  | BR332111020
MDF30EURO+PITZN 1400x600 | fire damper for rectangular duct with revision openig |  |  | 427.47 |  | BR332111025
MDF30EURO+PITZN 1400x650 | fire damper for rectangular duct with revision openig |  |  | 446.58 |  | BR332111030
MDF30EURO+PITZN 1400x700 | fire damper for rectangular duct with revision openig |  |  | 465.68 |  | BR332111035
MDF30EURO+PITZN 1400x750 | fire damper for rectangular duct with revision openig |  |  | 484.88 |  | BR332111040
MDF30EURO+PITZN 1400x800 | fire damper for rectangular duct with revision openig |  |  | 503.93 |  | BR332111045
MDF30EURO+PITZN 1450x200 | fire damper for rectangular duct with revision openig |  |  | 327.26 |  | BR332111050
MDF30EURO+PITZN 1450x250 | fire damper for rectangular duct with revision openig |  |  | 339.7 |  | BR332111055
MDF30EURO+PITZN 1450x300 | fire damper for rectangular duct with revision openig |  |  | 351.85 |  | BR332111060
MDF30EURO+PITZN 1450x350 | fire damper for rectangular duct with revision openig |  |  | 363.82 |  | BR332111065
MDF30EURO+PITZN 1450x400 | fire damper for rectangular duct with revision openig |  |  | 375.46 |  | BR332111070
MDF30EURO+PITZN 1450x450 | fire damper for rectangular duct with revision openig |  |  | 389.4 |  | BR332111075
MDF30EURO+PITZN 1450x500 | fire damper for rectangular duct with revision openig |  |  | 401.23 |  | BR332111080
MDF30EURO+PITZN 1450x550 | fire damper for rectangular duct with revision openig |  |  | 414.33 |  | BR332111085
MDF30EURO+PITZN 1450x600 | fire damper for rectangular duct with revision openig |  |  | 431.41 |  | BR332111090
MDF30EURO+PITZN 1450x650 | fire damper for rectangular duct with revision openig |  |  | 450.99 |  | BR332111095
MDF30EURO+PITZN 1450x700 | fire damper for rectangular duct with revision openig |  |  | 470.42 |  | BR332111100
MDF30EURO+PITZN 1450x750 | fire damper for rectangular duct with revision openig |  |  | 489.99 |  | BR332111105
MDF30EURO+PITZN 1450x800 | fire damper for rectangular duct with revision openig |  |  | 509.47 |  | BR332111110
MDF30EURO+PITZN 1500x200 | fire damper for rectangular duct with revision openig |  |  | 333.45 |  | BR332111115
MDF30EURO+PITZN 1500x250 | fire damper for rectangular duct with revision openig |  |  | 346.27 |  | BR332111120
MDF30EURO+PITZN 1500x300 | fire damper for rectangular duct with revision openig |  |  | 358.94 |  | BR332111125
MDF30EURO+PITZN 1500x350 | fire damper for rectangular duct with revision openig |  |  | 371.33 |  | BR332111130
MDF30EURO+PITZN 1500x400 | fire damper for rectangular duct with revision openig |  |  | 383.35 |  | BR332111135
MDF30EURO+PITZN 1500x450 | fire damper for rectangular duct with revision openig |  |  | 397.9 |  | BR332111140
MDF30EURO+PITZN 1500x500 | fire damper for rectangular duct with revision openig |  |  | 410.1 |  | BR332111145
MDF30EURO+PITZN 1500x550 | fire damper for rectangular duct with revision openig |  |  | 423.81 |  | BR332111150
MDF30EURO+PITZN 1500x600 | fire damper for rectangular duct with revision openig |  |  | 441.37 |  | BR332111155
MDF30EURO+PITZN 1500x650 | fire damper for rectangular duct with revision openig |  |  | 461.5 |  | BR332111160
MDF30EURO+PITZN 1500x700 | fire damper for rectangular duct with revision openig |  |  | 481.83 |  | BR332111165
MDF30EURO+PITZN 1500x750 | fire damper for rectangular duct with revision openig |  |  | 501.96 |  | BR332111170
MDF30EURO+PITZN 1500x800 | fire damper for rectangular duct with revision openig |  |  | 522.15 |  | BR332111175
CU-LT+ MFUSP+UL 200 100 | fire damper for rectangular duct with thermal fuse |  |  | 158.42 |  | RT102100010
CU-LT+ MFUSP+UL 200 150 | fire damper for rectangular duct with thermal fuse |  |  | 159.22 |  | RT102150010
CU-LT+ MFUSP+UL 250 100 | fire damper for rectangular duct with thermal fuse |  |  | 162.03 |  | RT102100020
CU-LT+ MFUSP+UL 250 150 | fire damper for rectangular duct with thermal fuse |  |  | 162.83 |  | RT102150020
CU-LT+ MFUSP+UL 300 100 | fire damper for rectangular duct with thermal fuse |  |  | 165.65 |  | RT102100030
CU-LT+ MFUSP+UL 300 150 | fire damper for rectangular duct with thermal fuse |  |  | 166.54 |  | RT102150030
CU-LT+ MFUSP+UL 350 100 | fire damper for rectangular duct with thermal fuse |  |  | 169.31 |  | RT102100040
CU-LT+ MFUSP+UL 350 150 | fire damper for rectangular duct with thermal fuse |  |  | 170.29 |  | RT102150040
CU-LT+ MFUSP+UL 400 100 | fire damper for rectangular duct with thermal fuse |  |  | 173.02 |  | RT102100050
CU-LT+ MFUSP+UL 400 150 | fire damper for rectangular duct with thermal fuse |  |  | 173.86 |  | RT102150050
CU-LT+ MFUSP+UL 400 200 | fire damper for rectangular duct with thermal fuse |  |  | 174.66 |  | RT102200050
CU-LT+ MFUSP+UL 450 100 | fire damper for rectangular duct with thermal fuse |  |  | 176.63 |  | RT102100060
CU-LT+ MFUSP+UL 450 150 | fire damper for rectangular duct with thermal fuse |  |  | 177.48 |  | RT102150060
CU-LT+ MFUSP+UL 500 100 | fire damper for rectangular duct with thermal fuse |  |  | 180.34 |  | RT102100070
CU-LT+ MFUSP+UL 500 150 | fire damper for rectangular duct with thermal fuse |  |  | 181.14 |  | RT102150070
CU-LT+ MFUSP+UL 550 100 | fire damper for rectangular duct with thermal fuse |  |  | 184 |  | RT102100080
CU-LT+ MFUSP+UL 550 150 | fire damper for rectangular duct with thermal fuse |  |  | 184.75 |  | RT102150080
CU-LT+ MFUSP+UL 600 100 | fire damper for rectangular duct with thermal fuse |  |  | 187.66 |  | RT102100090
CU-LT+ MFUSP+UL 600 150 | fire damper for rectangular duct with thermal fuse |  |  | 188.46 |  | RT102150090
CU-LT+ MFUSP+UL 650 100 | fire damper for rectangular duct with thermal fuse |  |  | 191.32 |  | RT102100100
CU-LT+ MFUSP+UL 650 150 | fire damper for rectangular duct with thermal fuse |  |  | 192.17 |  | RT102150100
CU-LT+ MFUSP+UL 650 300 | fire damper for rectangular duct with thermal fuse |  |  | 205.64 |  | RT102300100
CU-LT+ MFUSP+UL 700 100 | fire damper for rectangular duct with thermal fuse |  |  | 194.98 |  | RT102100110
CU-LT+ MFUSP+UL 700 150 | fire damper for rectangular duct with thermal fuse |  |  | 195.83 |  | RT102150110
CU-LT+ MFUSP+UL 750 100 | fire damper for rectangular duct with thermal fuse |  |  | 198.69 |  | RT102100120
CU-LT+ MFUSP+UL 750 150 | fire damper for rectangular duct with thermal fuse |  |  | 199.44 |  | RT102150120
CU-LT+ MFUSP+UL 800 100 | fire damper for rectangular duct with thermal fuse |  |  | 202.35 |  | RT102100130
CU-LT+ MFUSP+UL 800 150 | fire damper for rectangular duct with thermal fuse |  |  | 203.1 |  | RT102150130
CU-LT+ MFUSP+FDCU+UL 200 100 | fire damper for rectangular duct with thermal fuse |  |  | 184.05 |  | RT102700010
CU-LT+ MFUSP+FDCU+UL 200 150 | fire damper for rectangular duct with thermal fuse |  |  | 184.89 |  | RT102700140
CU-LT+ MFUSP+FDCU+UL 250 100 | fire damper for rectangular duct with thermal fuse |  |  | 187.71 |  | RT102700020
CU-LT+ MFUSP+FDCU+UL 250 150 | fire damper for rectangular duct with thermal fuse |  |  | 188.55 |  | RT102700150
CU-LT+ MFUSP+FDCU+UL 300 100 | fire damper for rectangular duct with thermal fuse |  |  | 191.37 |  | RT102700030
CU-LT+ MFUSP+FDCU+UL 300 150 | fire damper for rectangular duct with thermal fuse |  |  | 192.17 |  | RT102700160
CU-LT+ MFUSP+FDCU+UL 350 100 | fire damper for rectangular duct with thermal fuse |  |  | 195.03 |  | RT102700040
CU-LT+ MFUSP+FDCU+UL 350 150 | fire damper for rectangular duct with thermal fuse |  |  | 195.92 |  | RT102700170
CU-LT+ MFUSP+FDCU+UL 400 100 | fire damper for rectangular duct with thermal fuse |  |  | 198.69 |  | RT102700050
CU-LT+ MFUSP+FDCU+UL 400 150 | fire damper for rectangular duct with thermal fuse |  |  | 199.49 |  | RT102700180
CU-LT+ MFUSP+FDCU+UL 450 100 | fire damper for rectangular duct with thermal fuse |  |  | 202.4 |  | RT102700060
CU-LT+ MFUSP+FDCU+UL 450 150 | fire damper for rectangular duct with thermal fuse |  |  | 203.15 |  | RT102700190
CU-LT+ MFUSP+FDCU+UL 450 200 | fire damper for rectangular duct with thermal fuse |  |  | 204.09 |  | RT102700320
CU-LT+ MFUSP+FDCU+UL 500 100 | fire damper for rectangular duct with thermal fuse |  |  | 206.01 |  | RT102700070
CU-LT+ MFUSP+FDCU+UL 500 150 | fire damper for rectangular duct with thermal fuse |  |  | 206.81 |  | RT102700200
CU-LT+ MFUSP+FDCU+UL 550 100 | fire damper for rectangular duct with thermal fuse |  |  | 209.77 |  | RT102700080
CU-LT+ MFUSP+FDCU+UL 550 150 | fire damper for rectangular duct with thermal fuse |  |  | 210.47 |  | RT102700210
CU-LT+ MFUSP+FDCU+UL 600 100 | fire damper for rectangular duct with thermal fuse |  |  | 213.34 |  | RT102700090
CU-LT+ MFUSP+FDCU+UL 600 150 | fire damper for rectangular duct with thermal fuse |  |  | 214.18 |  | RT102700220
CU-LT+ MFUSP+FDCU+UL 650 100 | fire damper for rectangular duct with thermal fuse |  |  | 217.04 |  | RT102700100
CU-LT+ MFUSP+FDCU+UL 650 150 | fire damper for rectangular duct with thermal fuse |  |  | 217.89 |  | RT102700230
CU-LT+ MFUSP+FDCU+UL 700 100 | fire damper for rectangular duct with thermal fuse |  |  | 220.61 |  | RT102700110
CU-LT+ MFUSP+FDCU+UL 700 150 | fire damper for rectangular duct with thermal fuse |  |  | 221.55 |  | RT102700240
CU-LT+ MFUSP+FDCU+UL 750 100 | fire damper for rectangular duct with thermal fuse |  |  | 224.37 |  | RT102700120
CU-LT+ MFUSP+FDCU+UL 750 150 | fire damper for rectangular duct with thermal fuse |  |  | 225.26 |  | RT102700250
CU-LT+ MFUSP+FDCU+UL 800 100 | fire damper for rectangular duct with thermal fuse |  |  | 227.98 |  | RT102700130
CU-LT+ MFUSP+FDCU+UL 800 150 | fire damper for rectangular duct with thermal fuse |  |  | 228.83 |  | RT102700260
CU-LT+BLFT230+UL 200 100 | fire damper for rectangular duct with 230 V actuator |  |  | 474.93 |  | RT104100010
CU-LT+BLFT230+UL 200 150 | fire damper for rectangular duct with 230 V actuator |  |  | 475.72 |  | RT104100140
CU-LT+BLFT230+UL 200 160 | fire damper for rectangular duct with 230 V actuator |  |  | 476.66 |  | RT104100142
CU-LT+BLFT230+UL 200 200 | fire damper for rectangular duct with 230 V actuator |  |  | 476.66 |  | RT104100270
CU-LT+BLFT230+UL 250 100 | fire damper for rectangular duct with 230 V actuator |  |  | 478.63 |  | RT104100020
CU-LT+BLFT230+UL 250 150 | fire damper for rectangular duct with 230 V actuator |  |  | 479.29 |  | RT104100150
CU-LT+BLFT230+UL 300 100 | fire damper for rectangular duct with 230 V actuator |  |  | 482.3 |  | RT104100030
CU-LT+BLFT230+UL 300 150 | fire damper for rectangular duct with 230 V actuator |  |  | 482.95 |  | RT104100160
CU-LT+BLFT230+UL 350 100 | fire damper for rectangular duct with 230 V actuator |  |  | 485.82 |  | RT104100040
CU-LT+BLFT230+UL 350 150 | fire damper for rectangular duct with 230 V actuator |  |  | 486.76 |  | RT104100170
CU-LT+BLFT230+UL 400 100 | fire damper for rectangular duct with 230 V actuator |  |  | 489.52 |  | RT104100050
CU-LT+BLFT230+UL 400 150 | fire damper for rectangular duct with 230 V actuator |  |  | 490.46 |  | RT104100180
CU-LT+BLFT230+UL 450 100 | fire damper for rectangular duct with 230 V actuator |  |  | 493.19 |  | RT104100060
CU-LT+BLFT230+UL 450 150 | fire damper for rectangular duct with 230 V actuator |  |  | 494.08 |  | RT104100190
CU-LT+BLFT230+UL 500 100 | fire damper for rectangular duct with 230 V actuator |  |  | 496.85 |  | RT104100070
CU-LT+BLFT230+UL 500 150 | fire damper for rectangular duct with 230 V actuator |  |  | 497.74 |  | RT104100200
CU-LT+BLFT230+UL 550 100 | fire damper for rectangular duct with 230 V actuator |  |  | 500.56 |  | RT104100080
CU-LT+BLFT230+UL 550 150 | fire damper for rectangular duct with 230 V actuator |  |  | 501.35 |  | RT104100210
CU-LT+BLFT230+UL 600 100 | fire damper for rectangular duct with 230 V actuator |  |  | 504.22 |  | RT104100090
CU-LT+BLFT230+UL 600 150 | fire damper for rectangular duct with 230 V actuator |  |  | 505.01 |  | RT104100220
CU-LT+BLFT230+UL 650 100 | fire damper for rectangular duct with 230 V actuator |  |  | 507.88 |  | RT104100100
CU-LT+BLFT230+UL 650 150 | fire damper for rectangular duct with 230 V actuator |  |  | 508.72 |  | RT104100230
CU-LT+BLFT230+UL 700 100 | fire damper for rectangular duct with 230 V actuator |  |  | 511.49 |  | RT104100110
CU-LT+BLFT230+UL 700 150 | fire damper for rectangular duct with 230 V actuator |  |  | 512.34 |  | RT104100240
CU-LT+BLFT230+UL 750 100 | fire damper for rectangular duct with 230 V actuator |  |  | 515.15 |  | RT104100120
CU-LT+BLFT230+UL 750 150 | fire damper for rectangular duct with 230 V actuator |  |  | 516.09 |  | RT104100250
CU-LT+BLFT230+UL 800 100 | fire damper for rectangular duct with 230 V actuator |  |  | 518.91 |  | RT104100130
CU-LT+BLFT230+UL 800 150 | fire damper for rectangular duct with 230 V actuator |  |  | 519.71 |  | RT104100260
CU2 200x850 BLFT230+UL | fire damper for rectangular duct with 230 V actuator |  |  | 564.02 |  | RT108101830
CU2 200x900 BLFT230+UL | fire damper for rectangular duct with 230 V actuator |  |  | 568.57 |  | RT108101970
CU2 200x950 BLFT230+UL | fire damper for rectangular duct with 230 V actuator |  |  | 572.89 |  | RT108102110
CU2 200x1000 BLFT230+UL | fire damper for rectangular duct with 230 V actuator |  |  | 588.38 |  | RT108102250
CU2 250x850 BLFT230+UL | fire damper for rectangular duct with 230 V actuator |  |  | 582.98 |  | RT108101840
CU2 250x900 BLFT230+UL | fire damper for rectangular duct with 230 V actuator |  |  | 587.63 |  | RT108101980
CU2 250x950 BLFT230+UL | fire damper for rectangular duct with 230 V actuator |  |  | 592.41 |  | RT108102120
CU2 250x1000 BFT230+UL | fire damper for rectangular duct with 230 V actuator |  |  | 659.96 |  | RT108102260
CU2 300x850 BLFT230+UL | fire damper for rectangular duct with 230 V actuator |  |  | 590.87 |  | RT108101850
CU2 300x900 BLFT230+UL | fire damper for rectangular duct with 230 V actuator |  |  | 595.89 |  | RT108101990
CU2 300x950 BFT230+UL | fire damper for rectangular duct with 230 V actuator |  |  | 663.71 |  | RT108102130
CU2 300x1000 BFT230+UL | fire damper for rectangular duct with 230 V actuator |  |  | 668.83 |  | RT108102270
CU2 350x850 BLFT230+UL | fire damper for rectangular duct with 230 V actuator |  |  | 598.75 |  | RT108101860
CU2 350x900 BFT230+UL | fire damper for rectangular duct with 230 V actuator |  |  | 667.05 |  | RT108102000
CU2 350x950 BFT230+UL | fire damper for rectangular duct with 230 V actuator |  |  | 672.16 |  | RT108102140
CU2 350x1000 BFT230+UL | fire damper for rectangular duct with 230 V actuator |  |  | 677.42 |  | RT108102280
CU2 400x850 BFT230+UL | fire damper for rectangular duct with 230 V actuator |  |  | 669.44 |  | RT108101870
CU2 400x900 BFT230+UL | fire damper for rectangular duct with 230 V actuator |  |  | 675.17 |  | RT108102010
CU2 400x950 BFT230+UL | fire damper for rectangular duct with 230 V actuator |  |  | 680.8 |  | RT108102150
CU2 400x1000 BFT230+UL | fire damper for rectangular duct with 230 V actuator |  |  | 697.32 |  | RT108102290
CU2 450x850 BFT230+UL | fire damper for rectangular duct with 230 V actuator |  |  | 677.33 |  | RT108101880
CU2 450x900 BFT230+UL | fire damper for rectangular duct with 230 V actuator |  |  | 694.32 |  | RT108102020
CU2 450x950 BFT230+UL | fire damper for rectangular duct with 230 V actuator |  |  | 700.23 |  | RT108102160
CU2 450x1000 BFT230+UL | fire damper for rectangular duct with 230 V actuator |  |  | 706.1 |  | RT108102300
CU2 500x850 BFT230+UL | fire damper for rectangular duct with 230 V actuator |  |  | 696.34 |  | RT108101890
CU2 500x900 BFT230+UL | fire damper for rectangular duct with 230 V actuator |  |  | 702.53 |  | RT108102030
CU2 500x950 BFT230+UL | fire damper for rectangular duct with 230 V actuator |  |  | 708.78 |  | RT108102170
CU2 500x1000 BFT230+UL | fire damper for rectangular duct with 230 V actuator |  |  | 714.88 |  | RT108102310
CU2 550x850 BFT230+UL | fire damper for rectangular duct with 230 V actuator |  |  | 704.22 |  | RT108101900
CU2 550x900 BFT230+UL | fire damper for rectangular duct with 230 V actuator |  |  | 710.7 |  | RT108102040
CU2 550x950 BFT230+UL | fire damper for rectangular duct with 230 V actuator |  |  | 717.18 |  | RT108102180
CU2 550x1000 BFT230+UL | fire damper for rectangular duct with 230 V actuator |  |  | 723.66 |  | RT108102320
CU2 600x850 BFT230+UL | fire damper for rectangular duct with 230 V actuator |  |  | 712.2 |  | RT108101910
CU2 600x900 BFT230+UL | fire damper for rectangular duct with 230 V actuator |  |  | 718.91 |  | RT108102050
CU2 600x950 BFT230+UL | fire damper for rectangular duct with 230 V actuator |  |  | 725.72 |  | RT108102190
CU2 600x1000 BFT230+UL | fire damper for rectangular duct with 230 V actuator |  |  | 743.46 |  | RT108102330
CU2 650x850 BFT230+UL | fire damper for rectangular duct with 230 V actuator |  |  | 720.09 |  | RT108101920
CU2 650x900 BFT230+UL | fire damper for rectangular duct with 230 V actuator |  |  | 727.08 |  | RT108102060
CU2 650x950 BFT230+UL | fire damper for rectangular duct with 230 V actuator |  |  | 745.2 |  | RT108102200
CU2 650x1000 BFT230+UL | fire damper for rectangular duct with 230 V actuator |  |  | 752.24 |  | RT108102340
CU2 700x850 BFT230+UL | fire damper for rectangular duct with 230 V actuator |  |  | 727.97 |  | RT108101930
CU2 700x900 BFT230+UL | fire damper for rectangular duct with 230 V actuator |  |  | 746.28 |  | RT108102070
CU2 700x950 BFT230+UL | fire damper for rectangular duct with 230 V actuator |  |  | 753.7 |  | RT108102210
CU2 700x1000 BFT230+UL | fire damper for rectangular duct with 230 V actuator |  |  | 761.02 |  | RT108102350
CU2 750x850 BFT230+UL | fire damper for rectangular duct with 230 V actuator |  |  | 746.94 |  | RT108101940
CU2 750x900 BFT230+UL | fire damper for rectangular duct with 230 V actuator |  |  | 754.45 |  | RT108102080
CU2 750x950 BFT230+UL | fire damper for rectangular duct with 230 V actuator |  |  | 762.14 |  | RT108102220
CU2 750x1000 BFT230+UL | fire damper for rectangular duct with 230 V actuator |  |  | 769.8 |  | RT108102360
CU2 800x850 BFT230+UL | fire damper for rectangular duct with 230 V actuator |  |  | 754.78 |  | RT108101950
CU2 800x900 BFT230+UL | fire damper for rectangular duct with 230 V actuator |  |  | 762.8 |  | RT108102090
CU2 800x950 BFT230+UL | fire damper for rectangular duct with 230 V actuator |  |  | 770.73 |  | RT108102230
CU2 800x1000 BFT230+UL | fire damper for rectangular duct with 230 V actuator |  |  | 789.6 |  | RT108102370
CU2x850x850 BFT230+UL | fire damper for rectangular duct with 230 V actuator |  |  | 762.8 |  | RT108101960
CU2x850x900 BFT230+UL | fire damper for rectangular duct with 230 V actuator |  |  | 770.97 |  | RT108102100
CU2x850x950 BFT230+UL | fire damper for rectangular duct with 230 V actuator |  |  | 790.12 |  | RT108102240
CU2x850x1000 BFT230+UL | fire damper for rectangular duct with 230 V actuator |  |  | 798.38 |  | RT108102380
CU2x900x850 BFT230+UL | fire damper for rectangular duct with 230 V actuator |  |  | 770.5 |  | RT108201700
CU2x900x900 BFT230+UL | fire damper for rectangular duct with 230 V actuator |  |  | 790.12 |  | RT108201830
CU2x900x950 BFT230+UL | fire damper for rectangular duct with 230 V actuator |  |  | 798.71 |  | RT108201960
CU2x900x1000 BFT230+UL | fire damper for rectangular duct with 230 V actuator |  |  | 807.16 |  | RT108202090
CU2x950x850 BFT230+UL | fire damper for rectangular duct with 230 V actuator |  |  | 789.51 |  | RT108201710
CU2x950x900 BFT230+UL | fire damper for rectangular duct with 230 V actuator |  |  | 798.38 |  | RT108201840
CU2x950x950 BFT230+UL | fire damper for rectangular duct with 230 V actuator |  |  | 807.11 |  | RT108201970
CU2x950x1000 BFT230+UL | fire damper for rectangular duct with 230 V actuator |  |  | 816.03 |  | RT108202100
CU2x1000x850 BFT230+UL | fire damper for rectangular duct with 230 V actuator |  |  | 797.44 |  | RT108201720
CU2x1000x900 BFT230+UL | fire damper for rectangular duct with 230 V actuator |  |  | 806.5 |  | RT108201850
CU2x1000x950 BFT230+UL | fire damper for rectangular duct with 230 V actuator |  |  | 815.7 |  | RT108201980
CU2x1000x1000 BFT230+UL | fire damper for rectangular duct with 230 V actuator |  |  | 824.67 |  | RT108202110
CU2 1050x850 BFT230+UL | fire damper for rectangular duct with 230 V actuator |  |  | 805.33 |  | RT108201730
CU2 1050x900 BFT230+UL | fire damper for rectangular duct with 230 V actuator |  |  | 814.81 |  | RT108201860
CU2 1050x950 BFT230+UL | fire damper for rectangular duct with 230 V actuator |  |  | 824.15 |  | RT108201990
CU2 1050x1000 BFT230+UL | fire damper for rectangular duct with 230 V actuator |  |  | 839.17 |  | RT108202120
CU2 1100x850 BFT230+UL | fire damper for rectangular duct with 230 V actuator |  |  | 813.31 |  | RT108201740
CU2 1100x900 BFT230+UL | fire damper for rectangular duct with 230 V actuator |  |  | 822.93 |  | RT108201870
CU2 1100x950 BFT230+UL | fire damper for rectangular duct with 230 V actuator |  |  | 838.7 |  | RT108202000
CU2 1100x1000 BFT230+UL | fire damper for rectangular duct with 230 V actuator |  |  | 854.47 |  | RT108202130
CU2 1150x850 BFT230+UL | fire damper for rectangular duct with 230 V actuator |  |  | 821.15 |  | RT108201750
CU2 1150x900 BFT230+UL | fire damper for rectangular duct with 230 V actuator |  |  | 837.48 |  | RT108201880
CU2 1150x950 BFT230+UL | fire damper for rectangular duct with 230 V actuator |  |  | 853.86 |  | RT108202010
CU2 1150x1000 BFT230+UL | fire damper for rectangular duct with 230 V actuator |  |  | 870.2 |  | RT108202140
CU2 1200x850 BFT230+UL | fire damper for rectangular duct with 230 V actuator |  |  | 835.6 |  | RT108201760
CU2 1200x900 BFT230+UL | fire damper for rectangular duct with 230 V actuator |  |  | 852.5 |  | RT108201890
CU2 1200x950 BFT230+UL | fire damper for rectangular duct with 230 V actuator |  |  | 869.54 |  | RT108202020
CU2 1200x1000 BFT230+UL | fire damper for rectangular duct with 230 V actuator |  |  | 886.53 |  | RT108202150
CU2 1250x850 BFT230+UL | fire damper for rectangular duct with 230 V actuator |  |  | 850.62 |  | RT108201770
CU2 1250x900 BFT230+UL | fire damper for rectangular duct with 230 V actuator |  |  | 868.23 |  | RT108201900
CU2 1250x950 BFT230+UL | fire damper for rectangular duct with 230 V actuator |  |  | 885.92 |  | RT108202030
CU2 1250x1000 BFT230+UL | fire damper for rectangular duct with 230 V actuator |  |  | 903.57 |  | RT108202160
CU2 1300x850 BFT230+UL | fire damper for rectangular duct with 230 V actuator |  |  | 866.21 |  | RT108201780
CU2 1300x900 BFT230+UL | fire damper for rectangular duct with 230 V actuator |  |  | 884.56 |  | RT108201910
CU2 1300x950 BFT230+UL | fire damper for rectangular duct with 230 V actuator |  |  | 903.01 |  | RT108202040
CU2 1300x1000 BFT230+UL | fire damper for rectangular duct with 230 V actuator |  |  | 921.31 |  | RT108202170
CU2 1350x850 BFT230+UL | fire damper for rectangular duct with 230 V actuator |  |  | 882.4 |  | RT108201790
CU2 1350x900 BFT230+UL | fire damper for rectangular duct with 230 V actuator |  |  | 901.55 |  | RT108201920
CU2 1350x950 BFT230+UL | fire damper for rectangular duct with 230 V actuator |  |  | 920.61 |  | RT108202050
CU2 1350x1000 BFT230+UL | fire damper for rectangular duct with 230 V actuator |  |  | 939.81 |  | RT108202180
CU2 1400x850 BFT230+UL | fire damper for rectangular duct with 230 V actuator |  |  | 899.25 |  | RT108201800
CU2 1400x900 BFT230+UL | fire damper for rectangular duct with 230 V actuator |  |  | 919.06 |  | RT108201930
CU2 1400x950 BFT230+UL | fire damper for rectangular duct with 230 V actuator |  |  | 939.06 |  | RT108202060
CU2 1400x1000 BFT230+UL | fire damper for rectangular duct with 230 V actuator |  |  | 959.01 |  | RT108202190
CU2 1450x850 BFT230+UL | fire damper for rectangular duct with 230 V actuator |  |  | 916.86 |  | RT108201810
CU2 1450x900 BFT230+UL | fire damper for rectangular duct with 230 V actuator |  |  | 937.56 |  | RT108201940
CU2 1450x950 BFT230+UL | fire damper for rectangular duct with 230 V actuator |  |  | 958.21 |  | RT108202070
CU2 1450x1000 BFT230+UL | fire damper for rectangular duct with 230 V actuator |  |  | 978.96 |  | RT108202200
CU2 1500x850 BFT230+UL | fire damper for rectangular duct with 230 V actuator |  |  | 935.16 |  | RT108201820
CU2 1500x900 BFT230+UL | fire damper for rectangular duct with 230 V actuator |  |  | 956.52 |  | RT108201950
CU2 1500x950 BFT230+UL | fire damper for rectangular duct with 230 V actuator |  |  | 978.02 |  | RT108202080
CU2 1500x1000 BFT230+UL | fire damper for rectangular duct with 230 V actuator |  |  | 999.7 |  | RT108202210
CU2 200x850 CFTH+FCU+DCU+UL | fire damper for rectangular duct with thermal fuse |  |  | 272.15 |  | RT106501830
CU2 200x900 CFTH+FCU+DCU+UL | fire damper for rectangular duct with thermal fuse |  |  | 276.56 |  | RT106501970
CU2 200x950 CFTH+FCU+DCU+UL | fire damper for rectangular duct with thermal fuse |  |  | 280.93 |  | RT106502110
CU2 200x1000 CFTH+FCU+DCU+UL | fire damper for rectangular duct with thermal fuse |  |  | 296.42 |  | RT106502250
CU2 250x850 CFTH+FCU+DCU+UL | fire damper for rectangular duct with thermal fuse |  |  | 291.07 |  | RT106501840
CU2 250x900 CFTH+FCU+DCU+UL | fire damper for rectangular duct with thermal fuse |  |  | 295.76 |  | RT106501980
CU2 250x950 CFTH+FCU+DCU+UL | fire damper for rectangular duct with thermal fuse |  |  | 300.5 |  | RT106502120
CU2 250x1000 CFTH+FCU+DCU+UL | fire damper for rectangular duct with thermal fuse |  |  | 305.2 |  | RT106502260
CU2 300x850 CFTH+FCU+DCU+UL | fire damper for rectangular duct with thermal fuse |  |  | 298.91 |  | RT106501850
CU2 300x900 CFTH+FCU+DCU+UL | fire damper for rectangular duct with thermal fuse |  |  | 303.98 |  | RT106501990
CU2 300x950 CFTH+FCU+DCU+UL | fire damper for rectangular duct with thermal fuse |  |  | 308.9 |  | RT106502130
CU2 300x1000 CFTH+FCU+DCU+UL | fire damper for rectangular duct with thermal fuse |  |  | 314.02 |  | RT106502270
CU2 350x850 CFTH+FCU+DCU+UL | fire damper for rectangular duct with thermal fuse |  |  | 306.84 |  | RT106501860
CU2 350x900 CFTH+FCU+DCU+UL | fire damper for rectangular duct with thermal fuse |  |  | 312.24 |  | RT106502000
CU2 350x950 CFTH+FCU+DCU+UL | fire damper for rectangular duct with thermal fuse |  |  | 317.49 |  | RT106502140
CU2 350x1000 CFTH+FCU+DCU+UL | fire damper for rectangular duct with thermal fuse |  |  | 322.84 |  | RT106502280
CU2 400x850 CFTH+FCU+DCU+UL | fire damper for rectangular duct with thermal fuse |  |  | 314.68 |  | RT106501870
CU2 400x900 CFTH+FCU+DCU+UL | fire damper for rectangular duct with thermal fuse |  |  | 320.36 |  | RT106502010
CU2 400x950 CFTH+FCU+DCU+UL | fire damper for rectangular duct with thermal fuse |  |  | 325.99 |  | RT106502150
CU2 400x1000 CFTH+FCU+DCU+UL | fire damper for rectangular duct with thermal fuse |  |  | 342.56 |  | RT106502290
CU2 450x850 CFTH+FCU+DCU+UL | fire damper for rectangular duct with thermal fuse |  |  | 322.66 |  | RT106501880
CU2 450x900 CFTH+FCU+DCU+UL | fire damper for rectangular duct with thermal fuse |  |  | 339.6 |  | RT106502020
CU2 450x950 CFTH+FCU+DCU+UL | fire damper for rectangular duct with thermal fuse |  |  | 345.42 |  | RT106502160
CU2 450x1000 CFTH+FCU+DCU+UL | fire damper for rectangular duct with thermal fuse |  |  | 351.34 |  | RT106502300
CU2 500x850 CFTH+FCU+DCU+UL | fire damper for rectangular duct with thermal fuse |  |  | 341.62 |  | RT106501890
CU2 500x900 CFTH+FCU+DCU+UL | fire damper for rectangular duct with thermal fuse |  |  | 347.68 |  | RT106502030
CU2 500x950 CFTH+FCU+DCU+UL | fire damper for rectangular duct with thermal fuse |  |  | 353.87 |  | RT106502170
CU2 500x1000 CFTH+FCU+DCU+UL | fire damper for rectangular duct with thermal fuse |  |  | 360.11 |  | RT106502310
CU2 550x850 CFTH+FCU+DCU+UL | fire damper for rectangular duct with thermal fuse |  |  | 349.51 |  | RT106501900
CU2 550x900 CFTH+FCU+DCU+UL | fire damper for rectangular duct with thermal fuse |  |  | 355.94 |  | RT106502040
CU2 550x950 CFTH+FCU+DCU+UL | fire damper for rectangular duct with thermal fuse |  |  | 362.46 |  | RT106502180
CU2 550x1000 CFTH+FCU+DCU+UL | fire damper for rectangular duct with thermal fuse |  |  | 368.84 |  | RT106502320
CU2 600x850 CFTH+FCU+DCU+UL | fire damper for rectangular duct with thermal fuse |  |  | 357.34 |  | RT106501910
CU2 600x900 CFTH+FCU+DCU+UL | fire damper for rectangular duct with thermal fuse |  |  | 364.06 |  | RT106502050
CU2 600x950 CFTH+FCU+DCU+UL | fire damper for rectangular duct with thermal fuse |  |  | 370.86 |  | RT106502190
CU2 600x1000 CFTH+FCU+DCU+UL | fire damper for rectangular duct with thermal fuse |  |  | 388.7 |  | RT106502330
CU2 650x850 CFTH+FCU+DCU+UL | fire damper for rectangular duct with thermal fuse |  |  | 365.28 |  | RT106501920
CU2 650x900 CFTH+FCU+DCU+UL | fire damper for rectangular duct with thermal fuse |  |  | 372.37 |  | RT106502060
CU2 650x950 CFTH+FCU+DCU+UL | fire damper for rectangular duct with thermal fuse |  |  | 390.44 |  | RT106502200
CU2 650x1000 CFTH+FCU+DCU+UL | fire damper for rectangular duct with thermal fuse |  |  | 397.38 |  | RT106502340
CU2 700x850 CFTH+FCU+DCU+UL | fire damper for rectangular duct with thermal fuse |  |  | 373.21 |  | RT106501930
CU2 700x900 CFTH+FCU+DCU+UL | fire damper for rectangular duct with thermal fuse |  |  | 391.47 |  | RT106502070
CU2 700x950 CFTH+FCU+DCU+UL | fire damper for rectangular duct with thermal fuse |  |  | 398.93 |  | RT106502210
CU2 700x1000 CFTH+FCU+DCU+UL | fire damper for rectangular duct with thermal fuse |  |  | 406.21 |  | RT106502350
CU2 750x850 CFTH+FCU+DCU+UL | fire damper for rectangular duct with thermal fuse |  |  | 392.13 |  | RT106501940
CU2 750x900 CFTH+FCU+DCU+UL | fire damper for rectangular duct with thermal fuse |  |  | 399.78 |  | RT106502080
CU2 750x950 CFTH+FCU+DCU+UL | fire damper for rectangular duct with thermal fuse |  |  | 407.33 |  | RT106502220
CU2 750x1000 CFTH+FCU+DCU+UL | fire damper for rectangular duct with thermal fuse |  |  | 414.99 |  | RT106502360
CU2 800x850 CFTH+FCU+DCU+UL | fire damper for rectangular duct with thermal fuse |  |  | 400.01 |  | RT106501950
CU2 800x900 CFTH+FCU+DCU+UL | fire damper for rectangular duct with thermal fuse |  |  | 407.99 |  | RT106502090
CU2 800x950 CFTH+FCU+DCU+UL | fire damper for rectangular duct with thermal fuse |  |  | 415.92 |  | RT106502230
CU2 800x1000 CFTH+FCU+DCU+UL | fire damper for rectangular duct with thermal fuse |  |  | 434.79 |  | RT106502370
CU2x850x850 CFTH+FCU+DCU+UL | fire damper for rectangular duct with thermal fuse |  |  | 407.99 |  | RT106501960
CU2x850x900 CFTH+FCU+DCU+UL | fire damper for rectangular duct with thermal fuse |  |  | 416.16 |  | RT106502100
CU2x850x950 CFTH+FCU+DCU+UL | fire damper for rectangular duct with thermal fuse |  |  | 435.36 |  | RT106502240
CU2x850x1000 CFTH+FCU+DCU+UL | fire damper for rectangular duct with thermal fuse |  |  | 443.62 |  | RT106502380
CU2x900x850 CFTH+FCU+DCU+UL | fire damper for rectangular duct with thermal fuse |  |  | 415.83 |  | RT106601490
CU2x900x900 CFTH+FCU+DCU+UL | fire damper for rectangular duct with thermal fuse |  |  | 435.31 |  | RT106601550
CU2x900x950 CFTH+FCU+DCU+UL | fire damper for rectangular duct with thermal fuse |  |  | 443.85 |  | RT106601600
CU2x900x1000 CFTH+FCU+DCU+UL | fire damper for rectangular duct with thermal fuse |  |  | 452.3 |  | RT106601640
CU2x950x850 CFTH+FCU+DCU+UL | fire damper for rectangular duct with thermal fuse |  |  | 434.75 |  | RT106601500
CU2x950x900 CFTH+FCU+DCU+UL | fire damper for rectangular duct with thermal fuse |  |  | 443.57 |  | RT106601560
CU2x950x950 CFTH+FCU+DCU+UL | fire damper for rectangular duct with thermal fuse |  |  | 452.26 |  | RT106601610
CU2x950x1000 CFTH+FCU+DCU+UL | fire damper for rectangular duct with thermal fuse |  |  | 461.27 |  | RT106601650
CU2x1000x850 CFTH+FCU+DCU+UL | fire damper for rectangular duct with thermal fuse |  |  | 442.68 |  | RT106601510
CU2x1000x900 CFTH+FCU+DCU+UL | fire damper for rectangular duct with thermal fuse |  |  | 451.79 |  | RT106601570
CU2x1000x950 CFTH+FCU+DCU+UL | fire damper for rectangular duct with thermal fuse |  |  | 460.89 |  | RT106601620
CU2x1000x1000 CFTH+FCU+DCU+UL | fire damper for rectangular duct with thermal fuse |  |  | 469.9 |  | RT106601660
CU2 1050x850 CFTH+FCU+DCU+UL | fire damper for rectangular duct with thermal fuse |  |  | 450.52 |  | RT106601520
CU2 1050x900 CFTH+FCU+DCU+UL | fire damper for rectangular duct with thermal fuse |  |  | 460 |  | RT106601580
CU2 1050x950 CFTH+FCU+DCU+UL | fire damper for rectangular duct with thermal fuse |  |  | 469.29 |  | RT106601630
CU2 1100x850 CFTH+FCU+DCU+UL | fire damper for rectangular duct with thermal fuse |  |  | 458.54 |  | RT106601530
CU2 1100x900 CFTH+FCU+DCU+UL | fire damper for rectangular duct with thermal fuse |  |  | 468.12 |  | RT106601590
CU2 1150x850 CFTH+FCU+DCU+UL | fire damper for rectangular duct with thermal fuse |  |  | 466.43 |  | RT106601540
CU2 200x850 CFTH+FCU+UL | fire damper for rectangular duct with thermal fuse |  |  | 256.99 |  | RT106301830
CU2 200x900 CFTH+FCU+UL | fire damper for rectangular duct with thermal fuse |  |  | 261.5 |  | RT106301970
CU2 200x950 CFTH+FCU+UL | fire damper for rectangular duct with thermal fuse |  |  | 265.91 |  | RT106302110
CU2 200x1000 CFTH+FCU+UL | fire damper for rectangular duct with thermal fuse |  |  | 281.35 |  | RT106302250
CU2 250x850 CFTH+FCU+UL | fire damper for rectangular duct with thermal fuse |  |  | 276.05 |  | RT106301840
CU2 250x900 CFTH+FCU+UL | fire damper for rectangular duct with thermal fuse |  |  | 280.69 |  | RT106301980
CU2 250x950 CFTH+FCU+UL | fire damper for rectangular duct with thermal fuse |  |  | 285.43 |  | RT106302120
CU2 250x1000 CFTH+FCU+UL | fire damper for rectangular duct with thermal fuse |  |  | 290.13 |  | RT106302260
CU2 300x850 CFTH+FCU+UL | fire damper for rectangular duct with thermal fuse |  |  | 283.84 |  | RT106301850
CU2 300x900 CFTH+FCU+UL | fire damper for rectangular duct with thermal fuse |  |  | 288.86 |  | RT106301990
CU2 300x950 CFTH+FCU+UL | fire damper for rectangular duct with thermal fuse |  |  | 293.98 |  | RT106302130
CU2 300x1000 CFTH+FCU+UL | fire damper for rectangular duct with thermal fuse |  |  | 298.95 |  | RT106302270
CU2 350x850 CFTH+FCU+UL | fire damper for rectangular duct with thermal fuse |  |  | 291.77 |  | RT106301860
CU2 350x900 CFTH+FCU+UL | fire damper for rectangular duct with thermal fuse |  |  | 297.08 |  | RT106302000
CU2 350x950 CFTH+FCU+UL | fire damper for rectangular duct with thermal fuse |  |  | 302.38 |  | RT106302140
CU2 350x1000 CFTH+FCU+UL | fire damper for rectangular duct with thermal fuse |  |  | 307.64 |  | RT106302280
CU2 400x850 CFTH+FCU+UL | fire damper for rectangular duct with thermal fuse |  |  | 299.66 |  | RT106301870
CU2 400x900 CFTH+FCU+UL | fire damper for rectangular duct with thermal fuse |  |  | 305.29 |  | RT106302010
CU2 400x950 CFTH+FCU+UL | fire damper for rectangular duct with thermal fuse |  |  | 310.92 |  | RT106302150
CU2 400x1000 CFTH+FCU+UL | fire damper for rectangular duct with thermal fuse |  |  | 327.49 |  | RT106302290
CU2 450x850 CFTH+FCU+UL | fire damper for rectangular duct with thermal fuse |  |  | 307.59 |  | RT106301880
CU2 450x900 CFTH+FCU+UL | fire damper for rectangular duct with thermal fuse |  |  | 324.49 |  | RT106302020
CU2 450x950 CFTH+FCU+UL | fire damper for rectangular duct with thermal fuse |  |  | 330.31 |  | RT106302160
CU2 450x1000 CFTH+FCU+UL | fire damper for rectangular duct with thermal fuse |  |  | 336.27 |  | RT106302300
CU2 500x850 CFTH+FCU+UL | fire damper for rectangular duct with thermal fuse |  |  | 326.46 |  | RT106301890
CU2 500x900 CFTH+FCU+UL | fire damper for rectangular duct with thermal fuse |  |  | 332.7 |  | RT106302030
CU2 500x950 CFTH+FCU+UL | fire damper for rectangular duct with thermal fuse |  |  | 338.94 |  | RT106302170
CU2 500x1000 CFTH+FCU+UL | fire damper for rectangular duct with thermal fuse |  |  | 345.05 |  | RT106302310
CU2 550x850 CFTH+FCU+UL | fire damper for rectangular duct with thermal fuse |  |  | 334.34 |  | RT106301900
CU2 550x900 CFTH+FCU+UL | fire damper for rectangular duct with thermal fuse |  |  | 340.87 |  | RT106302040
CU2 550x950 CFTH+FCU+UL | fire damper for rectangular duct with thermal fuse |  |  | 347.35 |  | RT106302180
CU2 550x1000 CFTH+FCU+UL | fire damper for rectangular duct with thermal fuse |  |  | 353.82 |  | RT106302320
CU2 600x850 CFTH+FCU+UL | fire damper for rectangular duct with thermal fuse |  |  | 342.23 |  | RT106301910
CU2 600x900 CFTH+FCU+UL | fire damper for rectangular duct with thermal fuse |  |  | 349.04 |  | RT106302050
CU2 600x950 CFTH+FCU+UL | fire damper for rectangular duct with thermal fuse |  |  | 355.84 |  | RT106302190
CU2 600x1000 CFTH+FCU+UL | fire damper for rectangular duct with thermal fuse |  |  | 373.59 |  | RT106302330
CU2 650x850 CFTH+FCU+UL | fire damper for rectangular duct with thermal fuse |  |  | 350.21 |  | RT106301920
CU2 650x900 CFTH+FCU+UL | fire damper for rectangular duct with thermal fuse |  |  | 357.25 |  | RT106302060
CU2 650x950 CFTH+FCU+UL | fire damper for rectangular duct with thermal fuse |  |  | 375.37 |  | RT106302200
CU2 650x1000 CFTH+FCU+UL | fire damper for rectangular duct with thermal fuse |  |  | 382.46 |  | RT106302340
CU2 700x850 CFTH+FCU+UL | fire damper for rectangular duct with thermal fuse |  |  | 358.05 |  | RT106301930
CU2 700x900 CFTH+FCU+UL | fire damper for rectangular duct with thermal fuse |  |  | 376.54 |  | RT106302070
CU2 700x950 CFTH+FCU+UL | fire damper for rectangular duct with thermal fuse |  |  | 383.77 |  | RT106302210
CU2 700x1000 CFTH+FCU+UL | fire damper for rectangular duct with thermal fuse |  |  | 391.19 |  | RT106302350
CU2 750x850 CFTH+FCU+UL | fire damper for rectangular duct with thermal fuse |  |  | 377.06 |  | RT106301940
CU2 750x900 CFTH+FCU+UL | fire damper for rectangular duct with thermal fuse |  |  | 384.66 |  | RT106302080
CU2 750x950 CFTH+FCU+UL | fire damper for rectangular duct with thermal fuse |  |  | 392.31 |  | RT106302220
CU2 750x1000 CFTH+FCU+UL | fire damper for rectangular duct with thermal fuse |  |  | 400.01 |  | RT106302360
CU2 800x850 CFTH+FCU+UL | fire damper for rectangular duct with thermal fuse |  |  | 384.85 |  | RT106301950
CU2 800x900 CFTH+FCU+UL | fire damper for rectangular duct with thermal fuse |  |  | 392.92 |  | RT106302090
CU2 800x950 CFTH+FCU+UL | fire damper for rectangular duct with thermal fuse |  |  | 400.86 |  | RT106302230
CU2 800x1000 CFTH+FCU+UL | fire damper for rectangular duct with thermal fuse |  |  | 419.82 |  | RT106302370
CU2x850x850 CFTH+FCU+UL | fire damper for rectangular duct with thermal fuse |  |  | 392.88 |  | RT106301960
CU2x850x900 CFTH+FCU+UL | fire damper for rectangular duct with thermal fuse |  |  | 401.09 |  | RT106302100
CU2x850x950 CFTH+FCU+UL | fire damper for rectangular duct with thermal fuse |  |  | 420.24 |  | RT106302240
CU2x850x1000 CFTH+FCU+UL | fire damper for rectangular duct with thermal fuse |  |  | 428.5 |  | RT106302380
CU2x900x850 CFTH+FCU+UL | fire damper for rectangular duct with thermal fuse |  |  | 400.81 |  | RT106401490
CU2x900x900 CFTH+FCU+UL | fire damper for rectangular duct with thermal fuse |  |  | 420.2 |  | RT106401550
CU2x900x950 CFTH+FCU+UL | fire damper for rectangular duct with thermal fuse |  |  | 428.74 |  | RT106401600
CU2x900x1000 CFTH+FCU+UL | fire damper for rectangular duct with thermal fuse |  |  | 437.38 |  | RT106401640
CU2x950x850 CFTH+FCU+UL | fire damper for rectangular duct with thermal fuse |  |  | 419.77 |  | RT106401500
CU2x950x900 CFTH+FCU+UL | fire damper for rectangular duct with thermal fuse |  |  | 428.46 |  | RT106401560
CU2x950x950 CFTH+FCU+UL | fire damper for rectangular duct with thermal fuse |  |  | 437.28 |  | RT106401610
CU2x950x1000 CFTH+FCU+UL | fire damper for rectangular duct with thermal fuse |  |  | 446.15 |  | RT106401650
CU2x1000x850 CFTH+FCU+UL | fire damper for rectangular duct with thermal fuse |  |  | 427.66 |  | RT106401510
CU2x1000x900 CFTH+FCU+UL | fire damper for rectangular duct with thermal fuse |  |  | 436.67 |  | RT106401570
CU2x1000x950 CFTH+FCU+UL | fire damper for rectangular duct with thermal fuse |  |  | 445.78 |  | RT106401620
CU2x1000x1000 CFTH+FCU+UL | fire damper for rectangular duct with thermal fuse |  |  | 454.84 |  | RT106401660
CU2 1050x850 CFTH+FCU+UL | fire damper for rectangular duct with thermal fuse |  |  | 435.45 |  | RT106401520
CU2 1050x900 CFTH+FCU+UL | fire damper for rectangular duct with thermal fuse |  |  | 444.93 |  | RT106401580
CU2 1050x950 CFTH+FCU+UL | fire damper for rectangular duct with thermal fuse |  |  | 454.27 |  | RT106401630
CU2 1100x850 CFTH+FCU+UL | fire damper for rectangular duct with thermal fuse |  |  | 443.43 |  | RT106401530
CU2 1100x900 CFTH+FCU+UL | fire damper for rectangular duct with thermal fuse |  |  | 453.15 |  | RT106401590
CU2 1150x850 CFTH+FCU+UL | fire damper for rectangular duct with thermal fuse |  |  | 451.32 |  | RT106401540
CU2 200x850 CFTH+UL | fire damper for rectangular duct with thermal fuse |  |  | 242.58 |  | RT106101830
CU2 200x900 CFTH+UL | fire damper for rectangular duct with thermal fuse |  |  | 247.04 |  | RT106101970
CU2 200x950 CFTH+UL | fire damper for rectangular duct with thermal fuse |  |  | 251.45 |  | RT106102110
CU2 200x1000 CFTH+UL | fire damper for rectangular duct with thermal fuse |  |  | 266.94 |  | RT106102250
CU2 250x850 CFTH+UL | fire damper for rectangular duct with thermal fuse |  |  | 261.59 |  | RT106101840
CU2 250x900 CFTH+UL | fire damper for rectangular duct with thermal fuse |  |  | 266.19 |  | RT106101980
CU2 250x950 CFTH+UL | fire damper for rectangular duct with thermal fuse |  |  | 270.98 |  | RT106102120
CU2 250x1000 CFTH+UL | fire damper for rectangular duct with thermal fuse |  |  | 275.67 |  | RT106102260
CU2 300x850 CFTH+UL | fire damper for rectangular duct with thermal fuse |  |  | 269.38 |  | RT106101850
CU2 300x900 CFTH+UL | fire damper for rectangular duct with thermal fuse |  |  | 274.4 |  | RT106101990
CU2 300x950 CFTH+UL | fire damper for rectangular duct with thermal fuse |  |  | 279.33 |  | RT106102130
CU2 300x1000 CFTH+UL | fire damper for rectangular duct with thermal fuse |  |  | 284.5 |  | RT106102270
CU2 350x850 CFTH+UL | fire damper for rectangular duct with thermal fuse |  |  | 277.36 |  | RT106101860
CU2 350x900 CFTH+UL | fire damper for rectangular duct with thermal fuse |  |  | 282.71 |  | RT106102000
CU2 350x950 CFTH+UL | fire damper for rectangular duct with thermal fuse |  |  | 287.83 |  | RT106102140
CU2 350x1000 CFTH+UL | fire damper for rectangular duct with thermal fuse |  |  | 293.13 |  | RT106102280
CU2 400x850 CFTH+UL | fire damper for rectangular duct with thermal fuse |  |  | 285.06 |  | RT106101870
CU2 400x900 CFTH+UL | fire damper for rectangular duct with thermal fuse |  |  | 290.83 |  | RT106102010
CU2 400x950 CFTH+UL | fire damper for rectangular duct with thermal fuse |  |  | 296.42 |  | RT106102150
CU2 400x1000 CFTH+UL | fire damper for rectangular duct with thermal fuse |  |  | 312.99 |  | RT106102290
CU2 450x850 CFTH+UL | fire damper for rectangular duct with thermal fuse |  |  | 293.04 |  | RT106101880
CU2 450x900 CFTH+UL | fire damper for rectangular duct with thermal fuse |  |  | 310.03 |  | RT106102020
CU2 450x950 CFTH+UL | fire damper for rectangular duct with thermal fuse |  |  | 315.94 |  | RT106102160
CU2 450x1000 CFTH+UL | fire damper for rectangular duct with thermal fuse |  |  | 321.77 |  | RT106102300
CU2 500x850 CFTH+UL | fire damper for rectangular duct with thermal fuse |  |  | 312 |  | RT106101890
CU2 500x900 CFTH+UL | fire damper for rectangular duct with thermal fuse |  |  | 318.24 |  | RT106102030
CU2 500x950 CFTH+UL | fire damper for rectangular duct with thermal fuse |  |  | 324.44 |  | RT106102170
CU2 500x1000 CFTH+UL | fire damper for rectangular duct with thermal fuse |  |  | 330.54 |  | RT106102310
CU2 550x850 CFTH+UL | fire damper for rectangular duct with thermal fuse |  |  | 319.98 |  | RT106101900
CU2 550x900 CFTH+UL | fire damper for rectangular duct with thermal fuse |  |  | 326.41 |  | RT106102040
CU2 550x950 CFTH+UL | fire damper for rectangular duct with thermal fuse |  |  | 332.89 |  | RT106102180
CU2 550x1000 CFTH+UL | fire damper for rectangular duct with thermal fuse |  |  | 339.37 |  | RT106102320
CU2 600x850 CFTH+UL | fire damper for rectangular duct with thermal fuse |  |  | 327.91 |  | RT106101910
CU2 600x900 CFTH+UL | fire damper for rectangular duct with thermal fuse |  |  | 334.53 |  | RT106102050
CU2 600x950 CFTH+UL | fire damper for rectangular duct with thermal fuse |  |  | 341.39 |  | RT106102190
CU2 600x1000 CFTH+UL | fire damper for rectangular duct with thermal fuse |  |  | 359.13 |  | RT106102330
CU2 650x850 CFTH+UL | fire damper for rectangular duct with thermal fuse |  |  | 335.71 |  | RT106101920
CU2 650x900 CFTH+UL | fire damper for rectangular duct with thermal fuse |  |  | 342.79 |  | RT106102060
CU2 650x950 CFTH+UL | fire damper for rectangular duct with thermal fuse |  |  | 360.87 |  | RT106102200
CU2 650x1000 CFTH+UL | fire damper for rectangular duct with thermal fuse |  |  | 367.86 |  | RT106102340
CU2 700x850 CFTH+UL | fire damper for rectangular duct with thermal fuse |  |  | 343.64 |  | RT106101930
CU2 700x900 CFTH+UL | fire damper for rectangular duct with thermal fuse |  |  | 361.99 |  | RT106102070
CU2 700x950 CFTH+UL | fire damper for rectangular duct with thermal fuse |  |  | 369.36 |  | RT106102210
CU2 700x1000 CFTH+UL | fire damper for rectangular duct with thermal fuse |  |  | 376.68 |  | RT106102350
CU2 750x850 CFTH+UL | fire damper for rectangular duct with thermal fuse |  |  | 362.6 |  | RT106101940
CU2 750x900 CFTH+UL | fire damper for rectangular duct with thermal fuse |  |  | 370.25 |  | RT106102080
CU2 750x950 CFTH+UL | fire damper for rectangular duct with thermal fuse |  |  | 377.86 |  | RT106102220
CU2 750x1000 CFTH+UL | fire damper for rectangular duct with thermal fuse |  |  | 385.51 |  | RT106102360
CU2 800x850 CFTH+UL | fire damper for rectangular duct with thermal fuse |  |  | 370.49 |  | RT106101950
CU2 800x900 CFTH+UL | fire damper for rectangular duct with thermal fuse |  |  | 378.47 |  | RT106102090
CU2 800x950 CFTH+UL | fire damper for rectangular duct with thermal fuse |  |  | 386.35 |  | RT106102230
CU2 800x1000 CFTH+UL | fire damper for rectangular duct with thermal fuse |  |  | 405.32 |  | RT106102370
CU2x850x850 CFTH+UL | fire damper for rectangular duct with thermal fuse |  |  | 378.47 |  | RT106101960
CU2x850x900 CFTH+UL | fire damper for rectangular duct with thermal fuse |  |  | 386.54 |  | RT106102100
CU2x850x950 CFTH+UL | fire damper for rectangular duct with thermal fuse |  |  | 405.88 |  | RT106102240
CU2x850x1000 CFTH+UL | fire damper for rectangular duct with thermal fuse |  |  | 414.09 |  | RT106102380
CU2x900x850 CFTH+UL | fire damper for rectangular duct with thermal fuse |  |  | 386.26 |  | RT106201490
CU2x900x900 CFTH+UL | fire damper for rectangular duct with thermal fuse |  |  | 405.79 |  | RT106201550
CU2x900x950 CFTH+UL | fire damper for rectangular duct with thermal fuse |  |  | 414.33 |  | RT106201600
CU2x900x1000 CFTH+UL | fire damper for rectangular duct with thermal fuse |  |  | 422.87 |  | RT106201640
CU2x950x850 CFTH+UL | fire damper for rectangular duct with thermal fuse |  |  | 405.18 |  | RT106201500
CU2x950x900 CFTH+UL | fire damper for rectangular duct with thermal fuse |  |  | 414.05 |  | RT106201560
CU2x950x950 CFTH+UL | fire damper for rectangular duct with thermal fuse |  |  | 422.78 |  | RT106201610
CU2x950x1000 CFTH+UL | fire damper for rectangular duct with thermal fuse |  |  | 431.65 |  | RT106201650
CU2x1000x850 CFTH+UL | fire damper for rectangular duct with thermal fuse |  |  | 413.11 |  | RT106201510
CU2x1000x900 CFTH+UL | fire damper for rectangular duct with thermal fuse |  |  | 422.21 |  | RT106201570
CU2x1000x950 CFTH+UL | fire damper for rectangular duct with thermal fuse |  |  | 431.41 |  | RT106201620
CU2x1000x1000 CFTH+UL | fire damper for rectangular duct with thermal fuse |  |  | 440.38 |  | RT106201660
CU2 1050x850 CFTH+UL | fire damper for rectangular duct with thermal fuse |  |  | 421.04 |  | RT106201520
CU2 1050x900 CFTH+UL | fire damper for rectangular duct with thermal fuse |  |  | 430.48 |  | RT106201580
CU2 1100x850 CFTH+UL | fire damper for rectangular duct with thermal fuse |  |  | 429.02 |  | RT106201530
CU2 1100x900 CFTH+UL | fire damper for rectangular duct with thermal fuse |  |  | 438.6 |  | RT106201590
CU2 1150x850 CFTH+UL | fire damper for rectangular duct with thermal fuse |  |  | 436.91 |  | RT106201540
LX-5 200x1050 230 V | fire damper for rectangular duct with 230 V actuator |  |  | 648.13 |  | GR200100200
LX-5 200x1100 230 V | fire damper for rectangular duct with 230 V actuator |  |  | 654.94 |  | GR200100210
LX-5 200x1150 230 V | fire damper for rectangular duct with 230 V actuator |  |  | 664.56 |  | GR200100220
LX-5 200x1200 230 V | fire damper for rectangular duct with 230 V actuator |  |  | 670.1 |  | GR200100230
LX-5 250x1050 230 V | fire damper for rectangular duct with 230 V actuator |  |  | 665.97 |  | GR200100430
LX-5 250x1100 230 V | fire damper for rectangular duct with 230 V actuator |  |  | 672.82 |  | GR200100440
LX-5 250x1150 230 V | fire damper for rectangular duct with 230 V actuator |  |  | 679.63 |  | GR200100450
LX-5 250x1200 230 V | fire damper for rectangular duct with 230 V actuator |  |  | 687.79 |  | GR200100460
LX-5 300x1050 230 V | fire damper for rectangular duct with 230 V actuator |  |  | 698.78 |  | GR200100660
LX-5 300x1100 230 V | fire damper for rectangular duct with 230 V actuator |  |  | 706.94 |  | GR200100670
LX-5 300x1150 230 V | fire damper for rectangular duct with 230 V actuator |  |  | 713.7 |  | GR200100680
LX-5 300x1200 230 V | fire damper for rectangular duct with 230 V actuator |  |  | 723.37 |  | GR200100690
LX-5 315x1050 230 V | fire damper for rectangular duct with 230 V actuator |  |  | 702.11 |  | GR200100890
LX-5 315x1100 230 V | fire damper for rectangular duct with 230 V actuator |  |  | 710 |  | GR200100900
LX-5 315x1150 230 V | fire damper for rectangular duct with 230 V actuator |  |  | 716.61 |  | GR200100910
LX-5 315x1200 230 V | fire damper for rectangular duct with 230 V actuator |  |  | 729.76 |  | GR200100920
LX-5 350x1050 230 V | fire damper for rectangular duct with 230 V actuator |  |  | 710.51 |  | GR200101120
LX-5 350x1100 230 V | fire damper for rectangular duct with 230 V actuator |  |  | 719.24 |  | GR200101130
LX-5 350x1150 230 V | fire damper for rectangular duct with 230 V actuator |  |  | 725.86 |  | GR200101140
LX-5 350x1200 230 V | fire damper for rectangular duct with 230 V actuator |  |  | 737.5 |  | GR200101150
LX-5 400x1050 230 V | fire damper for rectangular duct with 230 V actuator |  |  | 731.54 |  | GR200101350
LX-5 400x1100 230 V | fire damper for rectangular duct with 230 V actuator |  |  | 739.76 |  | GR200101360
LX-5 400x1150 230 V | fire damper for rectangular duct with 230 V actuator |  |  | 749.42 |  | GR200101370
LX-5 400x1200 230 V | fire damper for rectangular duct with 230 V actuator |  |  | 758.86 |  | GR200101380
LX-5 450x1050 230 V | fire damper for rectangular duct with 230 V actuator |  |  | 765.01 |  | GR200101580
LX-5 450x1100 230 V | fire damper for rectangular duct with 230 V actuator |  |  | 776.23 |  | GR200101590
LX-5 450x1150 230 V | fire damper for rectangular duct with 230 V actuator |  |  | 846.12 |  | GR200101600
LX-5 450x1200 230 V | fire damper for rectangular duct with 230 V actuator |  |  | 855.88 |  | GR200101610
LX-5 500x1050 230 V | fire damper for rectangular duct with 230 V actuator |  |  | 802.65 |  | GR200101810
LX-5 500x1100 230 V | fire damper for rectangular duct with 230 V actuator |  |  | 814.25 |  | GR200101820
LX-5 500x1150 230 V | fire damper for rectangular duct with 230 V actuator |  |  | 826.4 |  | GR200101830
LX-5 500x1200 230 V | fire damper for rectangular duct with 230 V actuator |  |  | 839.69 |  | GR200101840
LX-5 550x1050 230 V | fire damper for rectangular duct with 230 V actuator |  |  | 834.01 |  | GR200102040
LX-5 550x1100 230 V | fire damper for rectangular duct with 230 V actuator |  |  | 845.98 |  | GR200102050
LX-5 550x1150 230 V | fire damper for rectangular duct with 230 V actuator |  |  | 859.26 |  | GR200102060
LX-5 550x1200 230 V | fire damper for rectangular duct with 230 V actuator |  |  | 874.28 |  | GR200102070
LX-5 600x1050 230 V | fire damper for rectangular duct with 230 V actuator |  |  | 843.96 |  | GR200102270
LX-5 600x1100 230 V | fire damper for rectangular duct with 230 V actuator |  |  | 856.49 |  | GR200102280
LX-5 600x1150 230 V | fire damper for rectangular duct with 230 V actuator |  |  | 870.34 |  | GR200102290
LX-5 600x1200 230 V | fire damper for rectangular duct with 230 V actuator |  |  | 885.97 |  | GR200102300
LX-5 630x1050 230 V | fire damper for rectangular duct with 230 V actuator |  |  | 878.88 |  | GR200102500
LX-5 630x1100 230 V | fire damper for rectangular duct with 230 V actuator |  |  | 892.96 |  | GR200102510
LX-5 630x1150 230 V | fire damper for rectangular duct with 230 V actuator |  |  | 907 |  | GR200102520
LX-5 630x1200 230 V | fire damper for rectangular duct with 230 V actuator |  |  | 922.86 |  | GR200102530
LX-5 650x1050 230 V | fire damper for rectangular duct with 230 V actuator |  |  | 879.73 |  | GR200102730
LX-5 650x1100 230 V | fire damper for rectangular duct with 230 V actuator |  |  | 892.96 |  | GR200102740
LX-5 650x1150 230 V | fire damper for rectangular duct with 230 V actuator |  |  | 907 |  | GR200102750
LX-5 650x1200 230 V | fire damper for rectangular duct with 230 V actuator |  |  | 922.86 |  | GR200102760
LX-5 700x1050 230 V | fire damper for rectangular duct with 230 V actuator |  |  | 898.97 |  | GR200102960
LX-5 700x1100 230 V | fire damper for rectangular duct with 230 V actuator |  |  | 914.46 |  | GR200102970
LX-5 700x1150 230 V | fire damper for rectangular duct with 230 V actuator |  |  | 928.59 |  | GR200102980
LX-5 700x1200 230 V | fire damper for rectangular duct with 230 V actuator |  |  | 945.35 |  | GR200102990
LX-5 750x1050 230 V | fire damper for rectangular duct with 230 V actuator |  |  | 930 |  | GR200103190
LX-5 750x1100 230 V | fire damper for rectangular duct with 230 V actuator |  |  | 942.67 |  | GR200103200
LX-5 750x1150 230 V | fire damper for rectangular duct with 230 V actuator |  |  | 956.61 |  | GR200103210
LX-5 750x1200 230 V | fire damper for rectangular duct with 230 V actuator |  |  | 969.19 |  | GR200103220
LX-5 800x1050 230 V | fire damper for rectangular duct with 230 V actuator |  |  | 943.99 |  | GR200103420
LX-5 800x1100 230 V | fire damper for rectangular duct with 230 V actuator |  |  | 959.33 |  | GR200103430
LX-5 800x1150 230 V | fire damper for rectangular duct with 230 V actuator |  |  | 973.32 |  | GR200103440
LX-5 800x1200 230 V | fire damper for rectangular duct with 230 V actuator |  |  | 987.31 |  | GR200103450
LX-5 850x1050 230 V | fire damper for rectangular duct with 230 V actuator |  |  | 962.15 |  | GR200103650
LX-5 850x1100 230 V | fire damper for rectangular duct with 230 V actuator |  |  | 976.09 |  | GR200103660
LX-5 850x1150 230 V | fire damper for rectangular duct with 230 V actuator |  |  | 991.53 |  | GR200103670
LX-5 850x1200 230 V | fire damper for rectangular duct with 230 V actuator |  |  | 1005.48 |  | GR200103680
LX-5 900x1050 230 V | fire damper for rectangular duct with 230 V actuator |  |  | 978.96 |  | GR200103880
LX-5 900x1100 230 V | fire damper for rectangular duct with 230 V actuator |  |  | 995.71 |  | GR200103890
LX-5 900x1150 230 V | fire damper for rectangular duct with 230 V actuator |  |  | 1008.34 |  | GR200103900
LX-5 900x1200 230 V | fire damper for rectangular duct with 230 V actuator |  |  | 1025.1 |  | GR200103910
LX-5 950x1050 230 V | fire damper for rectangular duct with 230 V actuator |  |  | 998.53 |  | GR200104110
LX-5 950x1100 230 V | fire damper for rectangular duct with 230 V actuator |  |  | 1012.47 |  | GR200104120
LX-5 950x1150 230 V | fire damper for rectangular duct with 230 V actuator |  |  | 1029.23 |  | GR200104130
LX-5 950x1200 230 V | fire damper for rectangular duct with 230 V actuator |  |  | 1044.67 |  | GR200104140
LX-5 1000x1050 230 V | fire damper for rectangular duct with 230 V actuator |  |  | 1016.69 |  | GR200104340
LX-5 1000x1100 230 V | fire damper for rectangular duct with 230 V actuator |  |  | 1032.04 |  | GR200104350
LX-5 1000x1150 230 V | fire damper for rectangular duct with 230 V actuator |  |  | 1050.26 |  | GR200104360
LX-5 1000x1200 230 V | fire damper for rectangular duct with 230 V actuator |  |  | 1065.7 |  | GR200104370
NEO | fire dampers for rectangular duct |  |  | on request
CR | fire dampers for circular duct |  |  | on request
CR2 | fire dampers for circular duct |  |  | on request
Smoke extraction dampers
VU120 | Smoke extraction dampers |  |  | on request
NEO-V | Smoke extraction dampers |  |  | on request
fire dampers
SC 0 100 | fire damper |  |  | 39.52 |  | RT101100010
SC 0 125 | fire damper |  |  | 45.58 |  | RT101100020
SC 0 160 | fire damper |  |  | 53.42 |  | RT101100030
SC 0 200 | fire damper |  |  | 61.68 |  | RT101100040
SC+60 100 | fire damper |  |  | 49.05 |  | RT101200010
SC+60 125 | fire damper |  |  | 54.17 |  | RT101200020
SC+60 160 | fire damper |  |  | 63.6 |  | RT101200030
SC+60 200 | fire damper |  |  | 73.27 |  | RT101200040
SC+90 100 | fire damper |  |  | 52.85 |  | RT101300010
SC+90 125 | fire damper |  |  | 59 |  | RT101300020
SC+90 160 | fire damper |  |  | 69.99 |  | RT101300030
SC+90 200 | fire damper |  |  | 81.77 |  | RT101300040
SC+120 100 | fire damper |  |  | 69.42 |  | RT101400010
SC+120 125 | fire damper |  |  | 80.5 |  | RT101400020
SC+120 160 | fire damper |  |  | 95.47 |  | RT101400030
SC+120 200 | fire damper |  |  | 111.62 |  | RT101400040
fire damper with valve
SCV 0 100 | fire damper with valve |  |  | 60.88 |  | RT100100010
SCV 0 125 | fire damper with valve |  |  | 70.88 |  | RT100100020
SCV 0 160 | fire damper with valve |  |  | 80.64 |  | RT100100030
SCV 0 200 | fire damper with valve |  |  | 97.59 |  | RT100100040
SCV+60 100 | fire damper with valve |  |  | 70.41 |  | RT100200010
SCV+60 125 | fire damper with valve |  |  | 82 |  | RT100200020
SCV+60 150 | fire damper with valve |  |  | 90.45 |  | RT100200025
SCV+60 160 | fire damper with valve |  |  | 93.36 |  | RT100200030
SCV+60 200 | fire damper with valve |  |  | 112.75 |  | RT100200040
SCV+90 100 | fire damper with valve |  |  | 75.52 |  | RT100300010
SCV+90 125 | fire damper with valve |  |  | 91.01 |  | RT100300020
SCV+90 160 | fire damper with valve |  |  | 119.51 |  | RT100300030
SCV+90 200 | fire damper with valve |  |  | 156.45 |  | RT100300040
SCV+120 100 | fire damper with valve |  |  | 103.59 |  | RT100400010
SCV+120 125 | fire damper with valve |  |  | 121.1 |  | RT100400020
SCV+120 160 | fire damper with valve |  |  | 138.84 |  | RT100400030
SCV+120 200 | fire damper with valve |  |  | 182.03 |  | RT100400040
Fire dish valves
BX-1H 100 | fire dish valve |  |  | 110.54 |  | GR102100010
BX-1H 125 | fire dish valve |  |  | 120.77 |  | GR102100020
BX-1H 160 | fire dish valve |  |  | 143.35 |  | GR102100030
BX-1H 200 | fire dish valve |  |  | 178.93 |  | GR102100040
CHAP. 1.8 ATEX FANS
HCBT Ex Atex axial fans
HCBT/4-315 H Ex | IP55 axial fan | o |  | 1472.66 | 5604011600 | SP158100710
HCBT/4-355 H Ex | IP55 axial fan | o |  | 1617.93 | 5604003300 | SP158100715
HCBT/4-400 H Ex | IP55 axial fan | o |  | 1642.81 | 5603847400 | SP158100720
HCBT/6-400 H Ex | IP55 axial fan |  |  | 1733.87 | 5605453900 | SP158100750
HCBT/4-450 H Ex | IP55 axial fan | o |  | 1799.26 | 5603782300 | SP158100725
HCBT/6-450 H Ex | IP55 axial fan |  |  | 1917.73 | 5604494400 | SP158100755
HCBT/4-500 H Ex | IP55 axial fan | o |  | 2163.46 | 5603628800 | SP158100730
HCBT/6-500 H Ex | IP55 axial fan |  |  | 2118.07 | 5605531200 | SP158100760
HCBT/4-560 H Ex | IP55 axial fan |  |  | 2489.82 | 5605479400 | SP158100735
HCBT/6-560 H Ex | IP55 axial fan |  |  | 2192.7 | 5605444800 | SP158100765
HCBT/4-630 H Ex | IP55 axial fan | o |  | 2692.74 | 5605480200 | SP158100740
HCBT/6-630 H Ex | IP55 axial fan |  |  | 2281.22 | 5605481000 | SP158100770
HCBT/4-710 H Ex | IP55 axial fan |  |  | 2880.3 | 5604104900 | SP158100742
HCBT/6-710 H Ex | IP55 axial fan |  |  | 2948.13 |  | SP158100785
HCBT/4-800 L-X Ex | IP55 axial fan |  |  | 3200.71 |  | SP158100860
HCBT/4-800 H-X Ex | IP55 axial fan |  |  | 3419.91 |  | SP158100870
HCBT/6-800 L-X Ex | IP55 axial fan |  |  | on request
HCBT/6-800 H-X Ex | IP55 axial fan |  |  | 3752 |  | SP158100795
HCBT/4-900 L-X Ex | IP55 axial fan |  |  | on request
HCBT/4-900 H-X Ex | IP55 axial fan |  |  | on request
HCBT/6-900 L-X Ex | IP55 axial fan |  |  | 3926.24 |  | SP158100800
HCBT/6-900 H-X Ex | IP55 axial fan |  |  | 4154.5 |  | SP158100810
HCBT/4-1000 L-X Ex | IP55 axial fan |  |  | on request
HCBT/4-1000 H-X Ex | IP55 axial fan |  |  | 8385.42 |  | SP158100910
HCBT/6-1000 L-X Ex | IP55 axial fan |  |  | on request
HCBT/6-1000 H-X Ex | IP55 axial fan |  |  | 5135.06 |  | SP158100830
TCBT Ex Atex axial fans
TCBT/4-315 H Ex | IP54 axial fan | o |  | 1687.59 | 5604549500 | SP177200710
TCBT/4-355 H Ex | IP54 axial fan |  |  | 1878.3 | 5605482800 | SP177200715
TCBT/4-400 H Ex | IP54 axial fan | o |  | 1963.31 | 5605483600 | SP177200720
TCBT/6-400 H Ex | IP54 axial fan |  |  | 1980.11 | 5605658200 | SP177200750
TCBT/4-450 H Ex | IP65 axial fan | o |  | 2239.17 | 5604550300 | SP177200725
TCBT/6-450 H Ex | IP65 axial fan |  |  | 2260.76 | 5605555100 | SP177200755
TCBT/4-500 H Ex | IP65 axial fan | o |  | 2373.13 | 5605484400 | SP177200730
TCBT/6-500 H Ex | IP65 axial fan |  |  | 2380.03 | 5605750100 | SP177200760
TCBT/4-560 L Ex | IP65 axial fan | o |  | 2618.1 | 5605535300 | SP177200738
TCBT/4-560 H Ex | IP65 axial fan |  |  | 2697.95 | 5605485100 | SP177200735
TCBT/6-560 H Ex | IP65 axial fan |  |  | 2706.11 | 5605732500 | SP177200765
TCBT/4-630 L Ex | IP65 axial fan |  |  | 2838.72 | 5605502300 | SP177200743
TCBT/4-630 H Ex | IP65 axial fan |  |  | 2921.33 | 5604551100 | SP177200740
TCBT/6-630 L Ex | IP65 axial fan |  |  | 2773.33 |  | SP177200773
TCBT/6-630 H Ex | IP65 axial fan |  |  | 2948.6 | 5605530400 | SP177200770
TCBT/4-710 L Ex | IP55 axial fan |  |  | 3075.9 | 5605712800 | SP177200803
TCBT/4-710 H Ex | IP55 axial fan |  |  | 3184.94 | 5604147800 | SP177200800
TCBT/6-710 L Ex | IP65 axial fan |  |  | 3091.95 | 5605667400 | SP177200813
TCBT/6-710 H Ex | IP65 axial fan |  |  | 3385.88 | 5604525500 | SP177200810
TCBT/4-800 L Ex | IP55 axial fan |  |  | 3950.65 |  | SP177200826
TCBT/4-800 K Ex | IP55 axial fan |  |  | 4854.69 | 5605405900 | SP177200824
TCBT/4-800 G Ex | IP55 axial fan |  |  | on request |  | SP177200822
TCBT/4-800 H Ex | IP55 axial fan |  |  | 5172.98 | 5605636900 | SP177200820
TCBT/6-800 L Ex | IP55 axial fan |  |  | on request |  | SP177200836
TCBT/6-800 K Ex | IP55 axial fan |  |  | 5175.8 | 5604605100 | SP177200834
TCBT/6-800 G Ex | IP55 axial fan |  |  | on request
TCBT/6-800 H Ex | IP55 axial fan |  |  | on request
Accessories for HCBT,TCBT
ACOP 250 Ex | flexible connection |  |  | 187.52 |  | DP110100010
ACOP 315 Ex | flexible connection |  |  | 218.22 |  | DP110100020
ACOP 355 Ex | flexible connection |  |  | 237.65 |  | DP110100030
ACOP 400 Ex | flexible connection | o |  | 277.27 |  | DP110100040
ACOP 450 Ex | flexible connection | o |  | 321.44 |  | DP110100050
ACOP 500 Ex | flexible connection | o |  | 366.31 |  | DP110100060
ACOP 560 Ex | flexible connection | o |  | 421.6 |  | DP110100070
ACOP 630 Ex | flexible connection |  |  | 521.16 |  | DP110100080
ACOP 710 Ex | flexible connection |  |  | 591.94 |  | DP110100090
ACOP 800 Ex | flexible connection |  |  | 636.21 |  | DP110100100
DEF T 315 | protection grille | o |  | 27.83 |  | PR160100030
DEF T 355 | protection grille | o |  | 31.73 |  | PR160100040
DEF T 400 | protection grille | o |  | 34.92 |  | PR160100050
DEF T 450 | protection grille | o |  | 38.63 |  | PR160100060
DEF T 500 | protection grille | o |  | 44.87 |  | PR160100070
DEF T 560 | protection grille | o |  | 51.02 |  | PR160100080
DEF T 630 | protection grille | o |  | 61.16 |  | PR160100090
DEF T 710 | protection grille | o |  | 87.87 |  | PR160100100
DEF T 800 | protection grille |  |  | 110.17 |  | PR160100110
BRIDA 315 | flange | o |  | 45.62 | 5138908900 | PR140100020
BRIDA 355 | flange | o |  | 49.9 | 5138909000 | PR140100030
BRIDA 400 | flange | o |  | 55.2 | 5138909100 | PR140100040
BRIDA 450 | flange | o |  | 62.66 | 5138909200 | PR140100050
BRIDA 500 | flange | o |  | 73.55 | 5138909300 | PR140100060
BRIDA 560 | flange | o |  | 77.64 | 5138909400 | PR140100070
BRIDA 630 | flange | o |  | 95.19 | 5138909500 | PR140100080
BRIDA 710 | flange | o |  | 122.98 | 5138909600 | PR140100090
BRIDA 800 | flange | o |  | 156.12 | 5138909700 | PR140100100
PIE 315 | assembly kit, 2 pcs. | o |  | 72.47 |  | PR510100020
PIE 355 | assembly kit, 2 pcs. | o |  | 85.15 |  | PR510100030
PIE 400 | assembly kit, 2 pcs. | o |  | 89.79 | 5138902900 | PR510100040
PIE 450 | assembly kit, 2 pcs. | o |  | 106.79 | 5138880900 | PR510100050
PIE 500 | assembly kit, 2 pcs. | o |  | 116.46 | 5138804900 | PR510100060
PIE 560 | assembly kit, 2 pcs. | o |  | 180.48 | 5138879100 | PR510100070
PIE 630 | assembly kit, 2 pcs. | o |  | 195.08 | 5138877500 | PR510100080
PIE 710 | assembly kit, 2 pcs. | o |  | 212.07 | 5120704100 | PR510100090
PIE 800 | assembly kit, 2 pcs. | o |  | 333.45 | 5138878300 | PR510100100
WSK 20 Ex | louvre back draft shutter | o |  | 297.87 |  | KW820100005
WSK 30 Ex | louvre back draft shutter | o |  | 305.67 |  | KW820100010
WSK 35 Ex | louvre back draft shutter | o |  | 318.76 |  | KW820100020
WSK 40 Ex | louvre back draft shutter | o |  | 368.75 |  | KW820100030
WSK 45 Ex | louvre back draft shutter | o |  | 450.1 |  | KW820100040
WSK 50 Ex | louvre back draft shutter | o |  | 578.14 |  | KW820100050
WSK 55 Ex | louvre back draft shutter | o |  | 740.69 |  | KW820100060
WSK 65 Ex | louvre back draft shutter | o |  | 781.3 |  | KW820100070
WSK 71 Ex | louvre back draft shutter |  |  | 1500.12 |  | KW820100080
WSK 80 Ex | louvre back draft shutter |  |  | 1765.74 |  | KW820100090
WSK 90 Ex | louvre back draft shutter |  |  | 2303.05 |  | KW820100100
WSK 100 Ex | louvre back draft shutter | o |  | 2900.25 |  | KW820100110
HDT Ex wall axial fans
HDT/4-315 Ex | IP55 axial fan |  |  | 1950.17 | 5135004900 | SP143121010
HDT/4-355 Ex | IP55 axial fan |  |  | 2057.19 | 5135005600 | SP143121020
HDT/6-355 Ex | IP55 axial fan |  |  | 2126.19 | 5135006400 | SP143120110
HDT/4-400 Ex | IP55 axial fan |  |  | 2262.12 | 5135013000 | SP143121030
HDT/6-400 Ex | IP55 axial fan |  |  | 2340.93 | 5135014800 | SP143121130
HDT/4-450 Ex | IP55 axial fan |  |  | 2473.39 | 5135007200 | SP143121040
HDT/6-450 Ex | IP55 axial fan |  |  | 2570.13 | 5135008000 | SP143121140
HDT/8-450 Ex | IP55 axial fan |  |  | 2431.24 | 5135009800 | SP143121210
HDT/4-560 Ex | IP55 axial fan |  |  | 3050.93 | 5135010600 | SP143121060
HDT/6-560 Ex | IP55 axial fan |  |  | 3184.56 | 5135011400 | SP143121150
HDT/8-560 Ex | IP55 axial fan |  |  | 3087.02 | 5135012200 | SP143121230
ILT Ex radial fans for rectangular duct
ILT/4-225 Ex | IP55 radial fan | o |  | 1969.08 | 5132926100 | SP281200110
ILT/4-250 Ex | IP55 radial fan | o |  | 2497.89 | 5132926200 | SP281200120
ILT/4-285 Ex | IP55 radial fan | o |  | 2700.15 | 5132926300 | SP281200130
ILT/4-315 Ex | IP55 radial fan | o |  | 3110.02 | 5132926400 | SP281200140
TD Ex in-line mixed-flow fans for circular duct
TD 800/200 Ex | IP44 in-line mixed-flow fan | o |  | 1558.51 | 5211999800 | SP200101060
TD 1100/250 Ex | IP44 in-line mixed-flow fan | o |  | 1754.76 | 5211995500 | SP200101070
TD 1200/315 Ex | IP44 in-line mixed-flow fan | o |  | 2048.36 | 5211996900 | SP200101080
MS-Ex 0.63 | motor starter for TD Ex | o |  | 139.41 |  | SP600102110
MS-Ex 1.00 | motor starter for TD Ex | o |  | 157.62 |  | SP600102120
TCDH Ex Atex roof fans
TCDH 010-4 Ex | IP55 roof fan |  |  | 2450.77 | 5136611700 | SP278100010
TCDH 020-4 Ex | IP55 roof fan |  |  | 2547.56 | 5136611800 | SP278100020
TCDH 020-6 Ex | IP55 roof fan |  |  | 2408.85 | 5136612400 | SP278100100
TCDH 030-4 Ex | IP55 roof fan |  |  | 3078.48 | 5136611900 | SP278100031
TCDH 030-6 Ex | IP55 roof fan |  |  | 2945.13 | 5136612500 | SP278100110
TCDH 040-4 Ex | IP55 roof fan |  |  | 3257.32 | 5136612000 | SP278100040
TCDH 040-6 Ex | IP55 roof fan |  |  | 3146.07 | 5136612600 | SP278100120
TCDH 060-4 Ex | IP55 roof fan |  |  | 3492.48 | 5136612100 | SP278100050
TCDH 060-6 Ex | IP55 roof fan |  |  | 3390.53 | 5136612700 | SP278100130
TCDH 060-8 Ex | IP55 roof fan |  |  | 3517.08 | 5136613400 | SP278100200
TCDH 080-4 Ex | IP55 roof fan |  |  | 4824.74 | 5136612200 | SP278100060
TCDH 080-6 Ex | IP55 roof fan |  |  | 4353.71 | 5136612800 | SP278100140
TCDH 080-8 Ex | IP55 roof fan |  |  | 4394.64 | 5136613500 | SP278100210
TCDH 105-4 Ex | IP55 roof fan |  |  | 5512.16 | 5136612300 | SP278100070
TCDH 105-6 Ex | IP55 roof fan |  |  | 4902.94 | 5136612900 | SP278100150
TCDH 105-8 Ex | IP55 roof fan |  |  | 5230.58 | 5136613600 | SP278100220
TCDH 110-6 Ex | IP55 roof fan |  |  | 5489.77 | 5136613000 | SP278100160
TCDH 110-8 Ex | IP55 roof fan |  |  | 5847.77 | 5136613700 | SP278100230
TCDH 140-6 Ex | IP55 roof fan |  |  | 7682 | 5136613100 | SP278100170
TCDH 140-8 Ex | IP55 roof fan |  |  | 7671.44 | 5136613800 | SP278100240
TCDH 195-6 Ex | IP55 roof fan |  |  | 9728.11 | 5136613200 | SP278100180
TCDH 195-8 Ex | IP55 roof fan |  |  | 8264.98 | 5136613900 | SP278100250
TCDH 250-6 Ex | IP55 roof fan |  |  | 10600.32 | 5136613300 | SP278100190
TCDH 250-8 Ex | IP55 roof fan |  |  | 11319.14 | 5136614000 | SP278100260
Accessories for TCDH Ex
JMS 010/020 | assembly frame for TCDH |  |  | 235.26 | 5136960800 | SP278500110
JMS 030/040 | assembly frame for TCDH |  |  | 265.67 | 5136960900 | SP278500120
JMS 060/080 | assembly frame for TCDH |  |  | 301.68 | 5136961000 | SP278500130
JMS 105/110 | assembly frame for TCDH |  |  | 348.05 | 5136961100 | SP278500140
JMS 140/195/250 | assembly frame for TCDH |  |  | 397.34 | 5136961200 | SP278500150
JBS 010/020 | assembly plinth for TCDH |  |  | 394.52 | 5136963900 | SP278500210
JBS 030/040 | assembly plinth for TCDH |  |  | 450.05 | 5136964100 | SP278500220
JBS 060/080 | assembly plinth for TCDH |  |  | 528.48 | 5136964300 | SP278500230
JBS 105/110 | assembly plinth for TCDH |  |  | 648.88 | 5136964500 | SP278500240
JBS 140/195/250 | assembly plinth for TCDH |  |  | 736.61 | 5136964700 | SP278500250
JPA 010/020 | adapte for TCDH accessories installation |  |  | 94.21 | 5136961400 | SP278500310
JPA 030/040 | adapte for TCDH accessories installation |  |  | 121.06 | 5136961700 | SP278500320
JPA 060/080 | adapte for TCDH accessories installation |  |  | 165.41 | 5136962200 | SP278500330
JPA 105/110 | adapte for TCDH accessories installation |  |  | 288.2 | 5136962600 | SP278500340
JPA 140/195/250 | adapte for TCDH accessories installation |  |  | 373.16 | 5136963000 | SP278500350
TGT Ex Atex axial fans
Wide axial fans range from diameter 400 mm till 1250 mm, more information in catalogue |  |  |  | on request
Classification
ATEX flame proof enclosures (gas) - II2G Ex d IIC T4; II2G Ex d IIB T5
ATEX increased safety (gas) - II2G Ex e II T3
ATEX dust - II3D Ex tD 125 ?C
TH Ex Atex roof fans
TH 800/200 Ex | IP44 roof fan | o |  | 1808.03 | 5220023800 | SP201101030
TH 1100/250 Ex | IP44 roof fan |  |  | 2043.71 | 5220025000 | SP201101040
TH 1200/315 Ex | IP44 roof fan |  |  | 2396.6 | 5211997000 | SP201101050
TTT-N Ex ATEX axial duct fans |  |  |  | on request
CMPT ATEX acidproof Atex radial fans
CMPT/2-14-0,18 Ex | IP55 acidproof radial fan |  |  | 5474.75 | 5154011300 | SP262202010
CMPT/2-20-1,1 Ex | IP55 acidproof radial fan |  |  | 6833.21 | 5154005600 | SP262202020
CMPT/4-14-0,18 Ex | IP55 acidproof radial fan |  |  | 5474.75 | 5154005400 | SP262202040
CMPT/4-20-0,18 Ex | IP55 acidproof radial fan |  |  | 5937 | 5154006500 | SP262202050
CMPT/4-25-0,55 Ex | IP55 acidproof radial fan |  |  | 6862.31 | 5154011500 | SP262202060
CMPT/6-20-0,09 Ex | IP55 acidproof radial fan |  |  | 5937 | 5154011700 | SP262202120
CMPT/6-25-0,37 Ex | IP55 acidproof radial fan |  |  | 6397.24 | 5154011800 | SP262202130
CMPT/2-20A-0,55 Ex | IP55 acidproof radial fan |  |  | 6636.44 | 5154011400 | SP262202030
CMPT/4-30-1,1 Ex | IP55 acidproof radial fan |  |  | 8219.17 | 5154006300 | SP262202070
CMPT/4-35-3 Ex | IP55 acidproof radial fan |  |  | 12061.15 | 5154005700 | SP262202080
CMPT/4-42-5,5 Ex | IP55 acidproof radial fan |  |  | 17837.53 | 5154011600 | SP262202090
CMPT/4-42-7,5 Ex | IP55 acidproof radial fan |  |  | 21367.47 | 5154005300 | SP262202100
CMPT/4-20A-0,25 Ex | IP55 acidproof radial fan |  |  | 5764.22 | 5154010600 | SP262202110
CMPT/6-30-0,37 Ex | IP55 acidproof radial fan |  |  | 9773.31 | 5154012100 | SP262202140
CMPT/6-35-1,5 Ex | IP55 acidproof radial fan |  |  | 10688.38 | 5154011900 | SP262202150
CMPT/6-42-3 Ex | IP55 acidproof radial fan |  |  | 19675.51 | 5154012000 | SP262202160
CHAP. 1.9 ACIDPROOF FANS
BA INOX acidproof radial fans
BA 100-52 230 V PTC | IP55 radial fan |  |  | 713.99 |  | VP100600010
BA 100-52 400 V PTC | IP55 radial fan |  |  | 668.83 |  | VP100601010
BA 130-62 230 V PTC | IP55 radial fan |  |  | 767.92 |  | VP100600070
BA 130-62 400 V PTC | IP55 radial fan |  |  | 713.99 |  | VP100601070
BA 130-64 230 V PTC | IP55 radial fan |  |  | 812.37 |  | VP100600050
BA 130-64 400 V PTC | IP55 radial fan |  |  | 709.86 |  | VP100601050
BA 130-82 230 V PTC | IP55 radial fan |  |  | 857.62 |  | VP100600030
BA 130-82 400 V PTC | IP55 radial fan |  |  | 755.06 |  | VP100601030
BA 130-84 230 V PTC | IP55 radial fan |  |  | 849.4 |  | VP100600090
BA 130-84 400 V PTC | IP55 radial fan |  |  | 742.67 |  | VP100601090
BA 160-82 230 V PTC | IP55 radial fan |  |  | 1013.55 |  | VP100600150
BA 160-82 400 V PTC | IP55 radial fan |  |  | 902.68 |  | VP100601150
BA 160-84 230 V PTC | IP55 radial fan |  |  | 943.75 |  | VP100600130
BA 160-84 400 V PTC | IP55 radial fan |  |  | 837.11 |  | VP100601130
BA 180-82 230 V PTC | IP55 radial fan |  |  | 1062.74 |  | VP100600190
BA 180-82 400 V PTC | IP55 radial fan |  |  | 939.71 |  | VP100601190
BA 180-84 230 V PTC | IP55 radial fan |  |  | 1046.36 |  | VP100600170
BA 180-84 400 V PTC | IP55 radial fan |  |  | 861.75 |  | VP100601170
BA 200-102 230 V PTC | IP55 radial fan |  |  | 1280.16 |  | VP100600230
BA 200-102 400 V PTC | IP55 radial fan |  |  | 1194.12 |  | VP100601230
BA 200-104 230 V PTC | IP55 radial fan |  |  | 1206.42 |  | VP100600210
BA 200-104 400 V PTC | IP55 radial fan |  |  | 992.99 |  | VP100601210
CMPB / CMPT type 1 acidproof radial fans
CMPB/2-140 | IP55 radial fan |  |  | 1497.44 | 5130080400 | SP262100010
CMPT/2-140 | IP55 radial fan |  |  | 1399.57 | 5130061400 | SP262101010
CMPB/2-160 | IP55 radial fan |  |  | 1627.93 | 5130083800 | SP262100020
CMPT/2-160 | IP55 radial fan |  |  | 1521.47 | 5130062200 | SP262101020
CMPB/4-160 | IP55 radial fan |  |  | 1436.51 | 5130088700 | SP262100110
CMPT/4-160 | IP55 radial fan |  |  | 1416.38 | 5130964100 | SP262101110
CMPB/2-200 | IP55 radial fan |  |  | 2527.37 | 5130078900 | SP262100030
CMPT/2-200 | IP55 radial fan |  |  | 2362.05 | 5130063000 | SP262101030
CMPB/4-200 | IP55 radial fan |  |  | 1955.99 | 5130087900 | SP262100120
CMPT/4-200 | IP55 radial fan |  |  | 2063.62 | 5130065500 | SP262101120
CMPB/4-250 | IP55 radial fan |  |  | 3346.08 | 5130099400 | SP262100130
CMPT/4-250 | IP55 radial fan |  |  | 3299.28 | 5130066300 | SP262101130
CMPT/4-315 | IP55 radial fan |  |  | 9679.2 | 5130067100 | SP262101140
CMPT/4-355 | IP55 radial fan |  |  | 11637.72 | 5130093100 | SP262101150
Accessories for CMPB/CMPT, type 1
APP-140 | circular outlet end piece |  |  | 347.39 | 5130311000 | SP429203010
APP-160 | circular outlet end piece |  |  | 349.08 | 5130311100 | SP429203020
APP-200 | circular outlet end piece |  |  | 367.91 | 5130311200 | SP429203030
APP-250 | circular outlet end piece |  |  | 407.99 | 5130311300 | SP429203040
APP-315 | circular outlet end piece |  |  | 488.35 | 5130311400 | SP429203050
APP-355 | circular outlet end piece |  |  | 519.57 | 5130311500 | SP429203060
CARP-140 | inlet and outlet circular damper |  |  | 282.43 | 5130309800 | SP429208010
CARP-160 | inlet and outlet circular damper |  |  | 288.96 | 5130309900 | SP429208020
CARP-200 | inlet and outlet circular damper |  |  | 291.49 | 5130310000 | SP429208030
CARP-250 | inlet and outlet circular damper |  |  | 333.69 | 5130310100 | SP429208040
CARP-315 | inlet and outlet circular damper |  |  | 523.79 | 5130310200 | SP429208050
CARP-355 | inlet and outlet circular damper |  |  | 586.36 | 5130310300 | SP429208060
CMP-140 | motor roof |  |  | 152.6 | 5130272200 | SP429200010
CMP-160 | motor roof |  |  | 154.05 | 5130272300 | SP429200020
CMP-200 | motor roof |  |  | 173.39 | 5130272400 | SP429200030
CMP-250 | motor roof |  |  | 203.48 | 5130272500 | SP429200040
CMP-315 | motor roof |  |  | 274.12 | 5130272600 | SP429200050
CMP-355 | motor roof |  |  | 285.29 | 5130899400 | SP429200060
CTP-140 | outlet rain protection roof |  |  | 566.79 | 5130309200 | SP429206010
CTP-160 | outlet rain protection roof |  |  | 570.17 | 5130309300 | SP429206020
CTP-200 | outlet rain protection roof |  |  | 585.56 | 5130309400 | SP429206030
CTP-250 | outlet rain protection roof |  |  | 648.93 | 5130309500 | SP429206040
CTP-315 | outlet rain protection roof |  |  | 759.66 | 5130309600 | SP429206050
CTP-355 | outlet rain protection roof |  |  | 943.42 | 5130309700 | SP429206060
MFP-140 | inlet flexible connection |  |  | 45.81 | 5130310400 | SP429201010
MFP-160 | inlet flexible connection |  |  | 47.5 | 5130310500 | SP429201020
MFP-200 | inlet flexible connection |  |  | 50.93 | 5130310600 | SP429201030
MFP-250 | inlet flexible connection |  |  | 55.06 | 5130310700 | SP429201040
MFP-315 | inlet flexible connection |  |  | 60.5 | 5130310800 | SP429201050
MFP-355 | inlet flexible connection |  |  | 65.9 | 5130310900 | SP429201060
ACP-315 | reducerový piece na kruhové duct |  |  | 810.26 | 5130311600 | SP429205010
ACP-355 | reducerový piece na kruhové duct |  |  | 932.11 | 5130311700 | SP429205020
CMPB / CMPT type 2 acidproof radial fans
CMPB/2-14-0,18 kW | IP55 radial fan |  |  | 1130.85 | 5154002900 | SP262200010
CMPB/4-14-0,18 kW | IP55 radial fan |  |  | 935.87 | 5154003200 | SP262200040
CMPT/2-14-0,18 kW | IP55 radial fan |  |  | 921.08 | 5154000000 | SP262201010
CMPT/4-14-0,18 kW | IP55 radial fan |  |  | 886.96 | 5154000800 | SP262201080
CMPB/2-20-1,1 kW | IP55 radial fan |  |  | 1546.44 | 5154003000 | SP262200020
CMPB/4-20-0,12 kW | IP55 radial fan |  |  | 1245.8 | 5154003300 | SP262200050
CMPB/6-20-0,18 kW | IP55 radial fan |  |  | 1701.3 | 5154004200 | SP262200140
CMPT/2-20-1,1 kW | IP55 radial fan |  |  | 1304.62 | 5154000100 | SP262201020
CMPT/4-20-0,18 kW | IP55 radial fan |  |  | 1061.61 | 5154000900 | SP262201090
CMPT/6-20-0,18 kW | IP55 radial fan |  |  | 1132.73 | 5154002100 | SP262201250
CMPB/4-23-0,55 kW | IP55 radial fan |  |  | 2166.51 | 5154003400 | SP262200060
CMPB/6-23-0,18 kW | IP55 radial fan |  |  | 2046.16 | 5154004300 | SP262200150
CMPT/4-23-0,55 kW | IP55 radial fan |  |  | 1514.95 | 5154001000 | SP262201100
CMPT/6-23-0,18 kW | IP55 radial fan |  |  | 1501.71 | 5154002200 | SP262201260
CMPB/4-24-0,55 kW | IP55 radial fan |  |  | 2274.65 | 5154003500 | SP262200070
CMPB/6-24-0,18 kW | IP55 radial fan |  |  | 2127.88 | 5154004400 | SP262200160
CMPT/2-24-2,2 kW | IP55 radial fan |  |  | 2026.63 | 5154000200 | SP262201030
CMPT/4-24-0,55 kW | IP55 radial fan |  |  | 1630.93 | 5154001100 | SP262201110
CMPT/6-24-0,18 kW | IP55 radial fan |  |  | 1589.02 | 5154002300 | SP262201270
CMPB/4-25-0,55 kW | IP55 radial fan |  |  | 2283.29 | 5154003600 | SP262200080
CMPB/6-25-0,18 kW | IP55 radial fan |  |  | 2162.75 | 5154004500 | SP262200170
CMPT/4-25-0,55 kW | IP55 radial fan |  |  | 1640.37 | 5154001200 | SP262201120
CMPT/6-25-0,18 kW | IP55 radial fan |  |  | 1626.48 | 5154002400 | SP262201280
CMPB/4-25M-0,25 kW | IP55 radial fan |  |  | 2216.45 | 5154003800 | SP262200110
CMPB/6-25M-0,18 kW | IP55 radial fan |  |  | 2064.18 | 5154004800 | SP262200200
CMPT/2-25M-2,2 kW | IP55 radial fan |  |  | 1964.53 | 5154000400 | SP262201040
CMPT/4-25M-0,55 kW | IP55 radial fan |  |  | 1567.8 | 5154001700 | SP262201170
CMPT/6-25M-0,18 kW | IP55 radial fan |  |  | 1521.14 | 5154002800 | SP262201320
CMPB/4-30-1,1 kW | IP55 radial fan |  |  | 2903.82 | 5154003700 | SP262200090
CMPB/6-30-0,37 kW | IP55 radial fan |  |  | 2676.59 | 5154004600 | SP262200180
CMPT/4-30-1,1 kW | IP55 radial fan |  |  | 2312.81 | 5154001300 | SP262201130
CMPT/6-30-0,37 kW | IP55 radial fan |  |  | 2300.84 | 5154002500 | SP262201290
CMPB/2-20A-0,55 kW | IP55 radial fan |  |  | on request
CMPB/4-20A-0,12 kW | IP55 radial fan |  |  | 1330.29 | 5154003900 | SP262200100
CMPT/2-20A-0,55 kW | IP55 radial fan |  |  | 1240.45 | 5154000500 | SP262201050
CMPT/4-20A-0,18 kW | IP55 radial fan |  |  | 1146.1 | 5154001800 | SP262201180
CMPB/4-25A-0,25 kW | IP55 radial fan |  |  | 1755.93 | 5154004000 | SP262200120
CMPT/2-25A-1,5 kW | IP55 radial fan |  |  | 1762.83 | 5154000600 | SP262201060
CMPT/4-25A-0,25 kW | IP55 radial fan |  |  | 1473.64 | 5154001900 | SP262201190
CMPB/4-30A-0,55 kW | IP55 radial fan |  |  | 4322.17 | 5154004100 | SP262200130
CMPT/2-30A-3 kW | IP55 radial fan |  |  | 3732.76 | 5154000700 | SP262201070
CMPT/4-30A-0,55 kW | IP55 radial fan |  |  | 3692.53 | 5154002000 | SP262201200
CMPB/6-35-1,1 kW | IP55 radial fan |  |  | 3955.91 | 5154004700 | SP262200190
CMPT/4-35-3 kW | IP55 radial fan |  |  | 3520.69 | 5154001400 | SP262201140
CMPT/6-35-1,1 kW | IP55 radial fan |  |  | 3476.43 | 5154002600 | SP262201300
CMPT/4-42-5,5 kW | IP55 radial fan |  |  | 5381.06 | 5154001500 | SP262201150
CMPT/4-42-7,5 kW | IP55 radial fan |  |  | 6396.07 | 5154001600 | SP262201160
CMPT/6-42-3 kW | IP55 radial fan |  |  | 5539.34 | 5154002700 | SP262201310
CMPT/4-50 50/135 7,5 kW | IP55 radial fan |  |  | 10122.3 | 5130965100 | SP262201210
CMPT/4-50 50/135-11 kW | IP55 radial fan |  |  | 11098.11 | 5130965200 | SP262201220
CMPT/4-50 55/145-11 kW | IP55 radial fan |  |  | 11098.11 | 5130965300 | SP262201230
CMPT/4-50 55/145-15 kW | IP55 radial fan |  |  | 11617.49 | 5130965400 | SP262201240
CMPT/6-50 50/135-2,2 kW | IP55 radial fan |  |  | 9729.23 | 5130965500 | SP262201330
CMPT/6-50 50/135-3 kW | IP55 radial fan |  |  | 9939.8 | 5130965700 | SP262201340
CMPT/6-50 55/145-3 kW | IP55 radial fan |  |  | 9421.55 | 5130965800 | SP262201350
CMPT/6-50 55/145-4 kW | IP55 radial fan |  |  | 10073.2 | 5130965900 | SP262201360
CMPT/6-50 60/160-4 kW | IP55 radial fan |  |  | 10073.2 | 5130966000 | SP262201370
CMPT/6-50 60/160-5,5 kW | IP55 radial fan |  |  | 10290.81 | 5130966100 | SP262201380
CMPT/8-50 50/135-1,1 kW | IP55 radial fan |  |  | 9539.74 | 5130968900 | SP262201570
CMPT/8-50 55/145-1,5 kW | IP55 radial fan |  |  | 9228.73 | 5130969000 | SP262201580
CMPT/8-50 55/145-2,2 kW | IP55 radial fan |  |  | 10248.71 | 5130969100 | SP262201590
CMPT/8-50 60/160-2,2 kW | IP55 radial fan |  |  | 9714.4 | 5130969200 | SP262201600
CMPT/8-50 60/160-3 kW | IP55 radial fan |  |  | 10487.34 | 5130969300 | SP262201610
CMPT/6-60 50/135-5,5 kW | IP55 radial fan |  |  | 13435.61 | 5130966200 | SP262201390
CMPT/6-60 50/135-7,5 kW | IP55 radial fan |  |  | 14348.1 | 5130966300 | SP262201400
CMPT/6-60 50/135-11 kW | IP55 radial fan |  |  | 13952.69 | 5130967300 | SP262201410
CMPT/6-60 55/145-7,5 kW | IP55 radial fan |  |  | 14348.1 | 5130967400 | SP262201420
CMPT/6-60 55/145-11 kW | IP55 radial fan |  |  | 13952.69 | 5130967500 | SP262201430
CMPT/6-60 55/145-15 kW | IP55 radial fan |  |  | 14877.67 | 5130967600 | SP262201440
CMPT/6-60 60/160-7,5 kW | IP55 radial fan |  |  | 14348.1 | 5130967700 | SP262201450
CMPT/6-60 60/160-11 kW | IP55 radial fan |  |  | 14720.09 | 5130967800 | SP262201460
CMPT/6-60 60/160-15 kW | IP55 radial fan |  |  | 15696 | 5130967900 | SP262201470
CMPT/8-60 50/135-3 kW | IP55 radial fan |  |  | 12928.07 | 5130969400 | SP262201620
CMPT/8-60 50/135-4 kW | IP55 radial fan |  |  | 14200.67 | 5130969500 | SP262201630
CMPT/8-60 55/145-4 kW | IP55 radial fan |  |  | 13460.4 | 5130969600 | SP262201640
CMPT/8-60 55/145-5,5 kW | IP55 radial fan |  |  | 14369.23 | 5130969700 | SP262201650
CMPT/8-60 60/160-4 kW | IP55 radial fan |  |  | 13460.4 | 5130969900 | SP262201660
CMPT/8-60 60/160-5,5 kW | IP55 radial fan |  |  | 14369.23 | 5130970000 | SP262201670
CMPT/8-60 60/160-7,5 kW | IP55 radial fan |  |  | 14741.22 | 5130970100 | SP262201680
CMPT/6-70 50/135-11 kW | IP55 radial fan |  |  | 16081.93 | 5130968100 | SP262201480
CMPT/6-70 50/135-15 kW | IP55 radial fan |  |  | 17942.16 | 5130968200 | SP262201490
CMPT/6-70 50/135-18,5 kW | IP55 radial fan |  |  | 18078 | 5130971300 | SP262201500
CMPT/6-70 55/145-15 kW | IP55 radial fan |  |  | 17006.72 | 5130968300 | SP262201510
CMPT/6-70 55/145-18,5 kW | IP55 radial fan |  |  | 18078 | 5130968400 | SP262201520
CMPT/6-70 55/145-22 kW | IP55 radial fan |  |  | 19788.36 | 5130968500 | SP262201530
CMPT/6-70 60/160-18,5 kW | IP55 radial fan |  |  | 18078 | 5130968600 | SP262201540
CMPT/6-70 60/160-22 kW | IP55 radial fan |  |  | 18756.73 | 5130968700 | SP262201550
CMPT/6-70 60/160-30 kW | IP55 radial fan |  |  | 24919.61 | 5130968800 | SP262201560
CMPT/8-70 50/135-5,5 kW | IP55 radial fan |  |  | 15749.32 | 5130970200 | SP262201690
CMPT/8-70 50/135-7,5 kW | IP55 radial fan |  |  | 16994.56 | 5130970300 | SP262201700
CMPT/8-70 50/135-11 kW | IP55 radial fan |  |  | 17006.72 | 5130970400 | SP262201710
CMPT/8-70 55/145-5,5 kW | IP55 radial fan |  |  | 15749.32 | 5130970500 | SP262201720
CMPT/8-70 55/145-7,5 kW | IP55 radial fan |  |  | 16108.59 | 5130970800 | SP262201730
CMPT/8-70 55/145-11 kW | IP55 radial fan |  |  | 17942.16 | 5130970900 | SP262201740
CMPT/8-70 60/160-7,5 kW | IP55 radial fan |  |  | 16108.59 | 5130971000 | SP262201750
CMPT/8-70 60/160-11 kW | IP55 radial fan |  |  | 17942.16 | 5130971100 | SP262201760
CMPT/8-70 60/160-15 kW | IP55 radial fan |  |  | 19072.26 | 5130971200 | SP262201770
Accessories for CMPB/CMPT, řada 2
ACP-20A-N | outlet circular coupling flange |  |  | 108.48 | 5130318700 | SP429105010
ACP-25A-N | outlet circular coupling flange |  |  | 172.88 | 5130318800 | SP429105020
ACP-30A-N | outlet circular coupling flange |  |  | 181.32 | 5130318900 | SP429105030
ACP-35-N | outlet circular coupling flange |  |  | 293.65 | 5130319000 | SP429105040
ACP-42-N | outlet circular coupling flange |  |  | 316.56 | 5130319100 | SP429105050
ACP-50-N | outlet circular coupling flange |  |  | 439.44 | 5130994800 | SP429105060
ACP-60-N | outlet circular coupling flange |  |  | 762.05 | 5130994900 | SP429105070
ACP-70-N | outlet circular coupling flange |  |  | 940.09 | 5130995000 | SP429105080
APP-125-N | outlet circular coupling flange |  |  | 65.1 | 5130316600 | SP429103010
APP-200-N | outlet circular coupling flange |  |  | 86.18 | 5130316700 | SP429103020
APP-250-N | outlet circular coupling flange |  |  | 96.83 | 5130316800 | SP429103030
APR-20A | outlet rectangular coupling flange |  |  | 193.39 | 5130319200 | SP429104010
APR-25A | outlet rectangular coupling flange |  |  | 206.91 | 5130319300 | SP429104020
APR-30A | outlet rectangular coupling flange |  |  | 302.29 | 5130319400 | SP429104030
APR-35 | outlet rectangular coupling flange |  |  | 399.4 | 5130319500 | SP429104040
APR-42 | outlet rectangular coupling flange |  |  | 522.94 | 5130319600 | SP429104050
APR-50 | outlet rectangular coupling flange |  |  | 667.47 | 5130995100 | SP429104060
APR-60 | outlet rectangular coupling flange |  |  | 701.03 | 5130995200 | SP429104070
APR-70 | outlet rectangular coupling flange |  |  | 754.82 | 5130995400 | SP429104080
CARP-125-N | outlet and inlet adjustment damper |  |  | 207.52 | 5130317500 | SP429108010
CARP-160-N | outlet and inlet adjustment damper |  |  | 240.37 | 5130317600 | SP429108020
CARP-200-N | outlet and inlet adjustment damper |  |  | 303.83 | 5130317700 | SP429108030
CARP-250-N | outlet and inlet adjustment damper |  |  | 319.93 | 5130317800 | SP429108040
CARP-315-N | outlet and inlet adjustment damper |  |  | 394.43 | 5130317900 | SP429108050
CARP-355-N | outlet and inlet adjustment damper |  |  | 595.61 |  | SP429108055
CARP-400-N | outlet and inlet adjustment damper |  |  | 837.72 | 5130318000 | SP429108060
CMP-14 | plastic motor roof |  |  | 91.3 | 5130316000 | SP429100010
CMP-20 | plastic motor roof |  |  | 113.59 | 5130316100 | SP429100020
CMP-25 | plastic motor roof |  |  | 158.89 | 5130316200 | SP429100030
CMP-30 | plastic motor roof |  |  | 181.51 | 5130316300 | SP429100040
CMP-35 | plastic motor roof |  |  | 179.63 | 5130316400 | SP429100050
CMP-42 | plastic motor roof |  |  | 343.59 | 5130316500 | SP429100060
CMP-50 | metal motor roof |  |  | 382.08 | 5130994500 | SP429100070
CMP-60 | metal motor roof |  |  | 436.62 | 5130994600 | SP429100080
CMP-70 | metal motor roof |  |  | 493.09 | 5130319800 | SP429100090
CTP-125-N | outlet rain protection roof |  |  | 247.7 | 5130317000 | SP429106010
CTP-160-N | outlet rain protection roof |  |  | 299.28 | 5130317100 | SP429106020
CTP-200-N | outlet rain protection roof |  |  | 299.8 | 5130317200 | SP429106030
CTP-250-N | outlet rain protection roof |  |  | 359.93 | 5130317300 | SP429106040
CTP-400-N | outlet rain protection roof |  |  | 868.32 | 5130317400 | SP429106050
CTP-500-N | outlet rain protection roof |  |  | 1197.55 | 5130994700 | SP429106060
DEphaseCIR 12 | inlet protection grille |  |  | 69 | 5130273200 | SP429102010
DEphaseCIR 16 | inlet protection grille |  |  | 84.82 | 5130273300 | SP429102020
DEphaseCIR 20 | inlet protection grille |  |  | 87.49 | 5130272800 | SP429102030
DEphaseCIR 25 | inlet protection grille |  |  | 98.2 | 5130271900 | SP429102040
DEphaseCIR 30 | inlet protection grille |  |  | 137.86 | 5130272000 | SP429102050
DEphaseCIR 35 | inlet protection grille |  |  | 185.41 | 5130272100 | SP429102060
DEphaseCIR 40 | inlet protection grille |  |  | 238.5 | 5130273400 | SP429102070
DEphaseCIR 50 | inlet protection grille |  |  | 251.69 | 5130273700 | SP429102080
DEphaseCIR 60 | inlet protection grille |  |  | 276.89 | 5130273800 | SP429102090
DEphaseCIR 70 | inlet protection grille |  |  | 302 | 5130273900 | SP429102100
MFP-125-N | inlet flexible connection |  |  | 48.39 | 5130315300 | SP429101010
MFP-160-N | inlet flexible connection |  |  | 52.38 | 5130315400 | SP429101020
MFP-200-N | inlet flexible connection |  |  | 56.28 | 5130315500 | SP429101030
MFP-250-N | inlet flexible connection |  |  | 54.64 | 5130315600 | SP429101040
MFP-315-N | inlet flexible connection |  |  | 95.19 | 5130315700 | SP429101050
MFP-355-N | inlet flexible connection |  |  | 100.78 | 5130315800 | SP429101060
MFP-400-N | inlet flexible connection |  |  | 100.78 | 5130315900 | SP429101070
MFP-500-N | inlet flexible connection |  |  | 110.78 | 5130995500 | SP429101080
MFP-600-N | inlet flexible connection |  |  | 145.23 | 5130995600 | SP429101090
MFP-700-N | inlet flexible connection |  |  | 161.09 | 5130995700 | SP429101100
REP-400/355 | outlet reduction piece |  |  | 223.33 | 5416769000 | SP429107010
SILP-125 | inlet and outlet silencer |  |  | 1282.27 | 5130995900 | SP429109010
SILP-160 | inlet and outlet silencer |  |  | 1316.91 | 5130318100 | SP429109020
SILP-200 | inlet and outlet silencer |  |  | 1455.52 | 5130318200 | SP429109030
SILP-250 | inlet and outlet silencer |  |  | 1594.18 | 5130318300 | SP429109040
SILP-315 | inlet and outlet silencer |  |  | 1975.42 | 5130318400 | SP429109050
SILP-355 | inlet and outlet silencer |  |  | 2765.59 | 5130318500 | SP429109060
SILP-400 | inlet and outlet silencer |  |  | 2633.88 | 5130318600 | SP429109070
SILP-500 | inlet and outlet silencer |  |  | 3119.08 | 5130995800 | SP429109080
CMPT ATEX Atex acidproof radial fans
CMPT/2-14-0,18 Ex | IP55 radial fan |  |  | 5474.75 | 5154011300 | SP262202010
CMPT/2-20-1,1 Ex | IP55 radial fan |  |  | 6833.21 | 5154005600 | SP262202020
CMPT/4-14-0,18 Ex | IP55 radial fan |  |  | 5474.75 | 5154005400 | SP262202040
CMPT/4-20-0,18 Ex | IP55 radial fan |  |  | 5937 | 5154006500 | SP262202050
CMPT/4-25-0,55 Ex | IP55 radial fan |  |  | 6862.31 | 5154011500 | SP262202060
CMPT/6-20-0,09 Ex | IP55 radial fan |  |  | 5937 | 5154011700 | SP262202120
CMPT/6-25-0,37 Ex | IP55 radial fan |  |  | 6397.24 | 5154011800 | SP262202130
CMPT/2-20A-0,55 Ex | IP55 radial fan |  |  | 6636.44 | 5154011400 | SP262202030
CMPT/4-30-1,1 Ex | IP55 radial fan |  |  | 8219.17 | 5154006300 | SP262202070
CMPT/4-35-3 Ex | IP55 radial fan |  |  | 12061.15 | 5154005700 | SP262202080
CMPT/4-42-5,5 Ex | IP55 radial fan |  |  | 17837.53 | 5154011600 | SP262202090
CMPT/4-42-7,5 Ex | IP55 radial fan |  |  | 21367.47 | 5154005300 | SP262202100
CMPT/4-20A-0,25 Ex | IP55 radial fan |  |  | 5764.22 | 5154010600 | SP262202110
CMPT/6-30-0,37 Ex | IP55 radial fan |  |  | 9773.31 | 5154012100 | SP262202140
CMPT/6-35-1,5 Ex | IP55 radial fan |  |  | 10688.38 | 5154011900 | SP262202150
CMPT/6-42-3 Ex | IP55 radial fan |  |  | 19675.51 | 5154012000 | SP262202160
TMPB / TMPT acidproof radial fans
TMPB/2-14-0,18 | IP55 radial fan |  |  | 1954.86 | 5136889300 | SP262500010
TMPB/2-20-1,1 | IP55 radial fan |  |  | 2960.19 | 5136889800 | SP262500020
TMPB/2-20A-0,55 | IP55 radial fan |  |  | 2790.42 | 5136892300 | SP262500030
TMPB/4-14-0,18 | IP55 radial fan |  |  | 1584.75 | 5136889400 | SP262500040
TMPB/4-20-0,18 | IP55 radial fan |  |  | 2473.02 | 5136889900 | SP262500050
TMPB/4-24-0,55 | IP55 radial fan |  |  | 3835.46 | 5136890600 | SP262500060
TMPB/4-25-0,55 | IP55 radial fan |  |  | 3835.46 | 5136891300 | SP262500070
TMPB/4-30-1,1 | IP55 radial fan |  |  | 5591.68 | 5136891800 | SP262500080
TMPB/4-20A-0,18 | IP55 radial fan |  |  | 2645 | 5136892400 | SP262500090
TMPB/4-25A-0,25 | IP55 radial fan |  |  | 3177.52 | 5136892800 | SP262500100
TMPB/6-20-0,18 | IP55 radial fan |  |  | 2469.4 | 5136890000 | SP262500110
TMPB/6-24-0,18 | IP55 radial fan |  |  | 3317.4 | 5136890700 | SP262500120
TMPB/6-25-0,18 | IP55 radial fan |  |  | 3317.4 | 5136891400 | SP262500130
TMPB/6-30-0,37 | IP55 radial fan |  |  | 5249.82 | 5136891900 | SP262500140
TMPT/2-14-0,18 | IP55 radial fan |  |  | 1622.2 | 5136889500 | SP262600010
TMPT/2-20-1,1 | IP55 radial fan |  |  | 2649.32 | 5136890100 | SP262600020
TMPT/2-24-2,2 | IP55 radial fan |  |  | 4877.36 | 5136890800 | SP262600030
TMPT/2-20A-0,55 | IP55 radial fan |  |  | 2302.02 | 5136892500 | SP262600040
TMPT/2-25A-1,5 | IP55 radial fan |  |  | 2810.27 | 5136892900 | SP262600050
TMPT/4-14-0,18 | IP55 radial fan |  |  | 1613 | 5136889600 | SP262600060
TMPT/4-20-0,18 | IP55 radial fan |  |  | 2125.81 | 5136890200 | SP262600070
TMPT/4-24-0,55 | IP55 radial fan |  |  | 2964.84 | 5136890900 | SP262600080
TMPT/4-25-0,55 | IP55 radial fan |  |  | 2964.84 | 5136891500 | SP262600090
TMPT/4-30-1,1 | IP55 radial fan |  |  | 4560.67 | 5136892000 | SP262600100
TMPT/4-20A-0,18 | IP55 radial fan |  |  | 2125.81 | 5136892600 | SP262600110
TMPT/4-25A-0,25 | IP55 radial fan |  |  | 2882.18 | 5136893000 | SP262600120
TMPT/6-20-0,18 | IP55 radial fan |  |  | 2125.81 | 5136890300 | SP262600130
TMPT/6-24-0,18 | IP55 radial fan |  |  | 2628.29 | 5136891000 | SP262600140
TMPT/6-25-0,18 | IP55 radial fan |  |  | 2491.28 | 5136891600 | SP262600150
TMPT/6-30-0,37 | IP55 radial fan |  |  | 4208.25 | 5136892100 | SP262600160
PCM acidproof radial fans
PCM 125/75-2 230 V PP PTC | IP55 radial fan |  |  | 631.94 |  | VP100100510
PCM 125/75-2 230 V PP PTC + support INOX304 | IP55 radial fan with motor support |  |  | 693.52 |  | VP100100520
PCM 125/75-2 400 V PP PTC | IP55 radial fan |  |  | 578.61 |  | VP100100030
PCM 125/75-2 400 V PP PTC + support INOX304 | IP55 radial fan with motor support |  |  | 640.15 |  | VP100100040
PCM 125/75-4 230 V PP PTC | IP55 radial fan |  |  | 631.94 |  | VP100100550
PCM 125/75-4 230 V PP PTC + support INOX304 | IP55 radial fan with motor support |  |  | 693.52 |  | VP100100560
PCM 125/75-4 400 V PP PTC | IP55 radial fan |  |  | 570.4 |  | VP100100010
PCM 125/75-4 400 V PP PTC + support INOX304 | IP55 radial fan with motor support |  |  | 631.94 |  | VP100100020
PCM 150/90-2 230 V PP PTC | IP55 radial fan |  |  | 681.18 |  | VP100100530
PCM 150/90-2 230 V PP PTC + support INOX304 | IP55 radial fan with motor support |  |  | 746.75 |  | VP100100540
PCM 150/90-2 400 V PP PTC | IP55 radial fan |  |  | 627.81 |  | VP100100070
PCM 150/90-2 400 V PP PTC + support INOX304 | IP55 radial fan with motor support |  |  | 693.52 |  | VP100100080
PCM 150/90-4 230 V PP PTC | IP55 radial fan |  |  | on request
PCM 150/90-4 230 V PP PTC + support INOX304 | IP55 radial fan with motor support |  |  | on request
PCM 150/90-4 400 V PP PTC | IP55 radial fan |  |  | 619.59 |  | VP100100050
PCM 150/90-4 400 V PP PTC + support INOX304 | IP55 radial fan with motor support |  |  | 685.26 |  | VP100100060
PCM 150/110-2 230 V PP PTC | IP55 radial fan |  |  | 730.41 |  | VP100100590
PCM 150/110-2 230 V PP PTC + support INOX304 | IP55 radial fan with motor support |  |  | 796.08 |  | VP100100600
PCM 150/110-2 400 V PP PTC | IP55 radial fan |  |  | 690.66 |  | VP100100090
PCM 150/110-2 400 V PP PTC + support INOX304 | IP55 radial fan with motor support |  |  | 742.67 |  | VP100100100
PCM 150/110-4 230 V PP PTC | IP55 radial fan |  |  | 730.41 |  | VP100100610
PCM 150/110-4 230 V PP PTC + support INOX304 | IP55 radial fan with motor support |  |  | 796.08 |  | VP100100620
PCM 150/110-4 400 V PP PTC | IP55 radial fan |  |  | 668.83 |  | VP100100110
PCM 150/110-4 400 V PP PTC + support INOX304 | IP55 radial fan with motor support |  |  | 734.5 |  | VP100100120
PCM 125/75-2 400 V PEel PTC Ex + support INOX304 | IP55 Atex radial fan |  |  | 1345.88 |  | VP100100340
PCM 125/75-2 400 V PEel PTC Ex | IP55 Atex radial fan with motor support |  |  | 1284.29 |  | VP100100330
PCM 125/75-4 400 V PEel PTC Ex + support INOX304 | IP55 Atex radial fan |  |  | 1333.58 |  | VP100100320
PCM 125/75-4 400 V PEel PTC Ex | IP55 Atex radial fan with motor support |  |  | 1272.04 |  | VP100100310
PCM 150/90-2 400 V PEel PTC Ex + support INOX304 | IP55 Atex radial fan |  |  | 1432.06 |  | VP100100360
PCM 150/90-2 400 V PEel PTC Ex | IP55 Atex radial fan with motor support |  |  | 1333.58 |  | VP100100350
PCM 150/90-4 400 V PEel PTC Ex + support INOX304 | IP55 Atex radial fan |  |  | 1390.98 |  | VP100100380
PCM 150/90-4 400 V PEel PTC Ex | IP55 Atex radial fan with motor support |  |  | 1325.36 |  | VP100100370
PCM 150/110-2 400 V PEel PTC Ex + support INOX304 | IP55 Atex radial fan |  |  | 1444.31 |  | VP100100400
PCM 150/110-2 400 V PEel PTC Ex | IP55 Atex radial fan with motor support |  |  | 1378.64 |  | VP100100390
PCM 150/110-4 400 V PEel PTC Ex + support INOX304 | IP55 Atex radial fan |  |  | 1431.96 |  | VP100100420
PCM 150/110-4 400 V PEel PTC Ex | IP55 Atex radial fan with motor support |  |  | 1366.34 |  | VP100100410
PCM motor roof | motor roof |  |  | 24.64 |  | VP600101010
PCM antivibration kit | antivibration kit |  |  | 32.86 |  | VP600105070
PCM casing drain | casing drain |  |  | 20.56 |  | VP600104040
P acidproof radial fans
P 202 230 V PE PTC | IP55 radial fan |  |  | 878.13 |  | VP100105030
P 202 230 V PP PTC | IP55 radial fan |  |  | 947.88 |  | VP100105040
P 202 400 V PE PTC | IP55 radial fan |  |  | 779.65 |  | VP100101030
P 202 400 V PP PTC | IP55 radial fan |  |  | 849.4 |  | VP100101040
P 202 230 V PE PTC + support INOX304 | IP55 radial fan with motor support |  |  | 998.48 |  | VP100105035
P 202 230 V PP PTC + support INOX304 | IP55 radial fan with motor support |  |  | 1068.28 |  | VP100105045
P 202 400 V PE PTC + support INOX304 | IP55 radial fan with motor support |  |  | 900 |  | VP100101035
P 202 400 V PP PTC + support INOX304 | IP55 radial fan with motor support |  |  | 969.76 |  | VP100101045
P 204 230 V PE PTC | IP55 radial fan |  |  | 878.13 |  | VP100105010
P 204 230 V PP PTC | IP55 radial fan |  |  | 947.88 |  | VP100105020
P 204 400 V PE PTC | IP55 radial fan |  |  | 775.52 |  | VP100101010
P 204 400 V PP PTC | IP55 radial fan |  |  | 845.32 |  | VP100101020
P 204 230 V PE PTC + support INOX304 | IP55 radial fan with motor support |  |  | 998.48 |  | VP100105015
P 204 230 V PP PTC + support INOX304 | IP55 radial fan with motor support |  |  | 1068.28 |  | VP100105025
P 204 400 V PE PTC + support INOX304 | IP55 radial fan with motor support |  |  | 895.87 |  | VP100101015
P 204 400 V PP PTC + support INOX304 | IP55 radial fan with motor support |  |  | 965.58 |  | VP100101025
P 222 230 V PE PTC | IP55 radial fan |  |  | 997.07 |  | VP100105050
P 222 230 V PP PTC | IP55 radial fan |  |  | 1144.88 |  | VP100105060
P 222 400 V PE PTC | IP55 radial fan |  |  | 894.47 |  | VP100101050
P 222 400 V PP PTC | IP55 radial fan |  |  | 1042.28 |  | VP100101060
P 222 230 V PE PTC + support INOX304 | IP55 radial fan with motor support |  |  | 1177.65 |  | VP100105055
P 222 230 V PP PTC + support INOX304 | IP55 radial fan with motor support |  |  | 1325.36 |  | VP100105065
P 222 400 V PE PTC + support INOX304 | IP55 radial fan with motor support |  |  | 1075.09 |  | VP100101055
P 222 400 V PP PTC + support INOX304 | IP55 radial fan with motor support |  |  | 1222.71 |  | VP100101065
P 224 230 V PE PTC | IP55 radial fan |  |  | 992.99 |  | VP100105070
P 224 230 V PP PTC | IP55 radial fan |  |  | 1140.66 |  | VP100105080
P 224 400 V PE PTC | IP55 radial fan |  |  | 886.34 |  | VP100101070
P 224 400 V PP PTC | IP55 radial fan |  |  | 1034.01 |  | VP100101080
P 224 230 V PE PTC + support INOX304 | IP55 radial fan with motor support |  |  | 1173.56 |  | VP100105075
P 224 230 V PP PTC + support INOX304 | IP55 radial fan with motor support |  |  | 1321.28 |  | VP100105085
P 224 400 V PE PTC + support INOX304 | IP55 radial fan with motor support |  |  | 1066.92 |  | VP100101075
P 224 400 V PP PTC + support INOX304 | IP55 radial fan with motor support |  |  | 1214.54 |  | VP100101085
P 252 230 V PE PTC | IP55 radial fan |  |  | 1107.9 |  | VP100105110
P 252 230 V PP PTC | IP55 radial fan |  |  | 1255.61 |  | VP100105120
P 252 400 V PE PTC | IP55 radial fan |  |  | 997.07 |  | VP100101110
P 252 400 V PP PTC | IP55 radial fan |  |  | 1144.88 |  | VP100101120
P 252 230 V PE PTC + support INOX304 | IP55 radial fan with motor support |  |  | 1288.38 |  | VP100105115
P 252 230 V PP PTC + support INOX304 | IP55 radial fan with motor support |  |  | 1436.19 |  | VP100105125
P 252 400 V PE PTC + support INOX304 | IP55 radial fan with motor support |  |  | 1177.65 |  | VP100101115
P 252 400 V PP PTC + support INOX304 | IP55 radial fan with motor support |  |  | 1325.36 |  | VP100101125
P 254 230 V PE PTC | IP55 radial fan |  |  | 1091.51 |  | VP100105090
P 254 230 V PP PTC | IP55 radial fan |  |  | 1239.18 |  | VP100105100
P 254 400 V PE PTC | IP55 radial fan |  |  | 939.71 |  | VP100101090
P 254 400 V PP PTC | IP55 radial fan |  |  | 1087.38 |  | VP100101100
P 254 230 V PE PTC + support INOX304 | IP55 radial fan with motor support |  |  | 1272.04 |  | VP100105095
P 254 230 V PP PTC + support INOX304 | IP55 radial fan with motor support |  |  | 1419.76 |  | VP100105105
P 254 400 V PE PTC + support INOX304 | IP55 radial fan with motor support |  |  | 1120.19 |  | VP100101095
P 254 400 V PP PTC + support INOX304 | IP55 radial fan with motor support |  |  | 1267.96 |  | VP100101105
P 282 230 V PE PTC | IP55 radial fan |  |  | 1431.96 |  | VP100105150
P 282 230 V PP PTC | IP55 radial fan |  |  | 1641.36 |  | VP100105160
P 282 400 V PE PTC | IP55 radial fan |  |  | 1272.04 |  | VP100101150
P 282 400 V PP PTC | IP55 radial fan |  |  | 1481.29 |  | VP100101160
P 282 230 V PE PTC + support INOX304 | IP55 radial fan with motor support |  |  | 1650.18 |  | VP100105155
P 282 230 V PP PTC + support INOX304 | IP55 radial fan with motor support |  |  | 1859.48 |  | VP100105165
P 282 400 V PE PTC + support INOX304 | IP55 radial fan with motor support |  |  | 1490.12 |  | VP100101155
P 282 400 V PP PTC + support INOX304 | IP55 radial fan with motor support |  |  | 1699.42 |  | VP100101165
P 284 230 V PE PTC | IP55 radial fan |  |  | 1304.85 |  | VP100105130
P 284 230 V PP PTC | IP55 radial fan |  |  | 1514.06 |  | VP100105140
P 284 400 V PE PTC | IP55 radial fan |  |  | 1120.19 |  | VP100101130
P 284 400 V PP PTC | IP55 radial fan |  |  | 1329.45 |  | VP100101140
P 284 230 V PE PTC + support INOX304 | IP55 radial fan with motor support |  |  | 1523.07 |  | VP100105135
P 284 230 V PP PTC + support INOX304 | IP55 radial fan with motor support |  |  | 1732.23 |  | VP100105145
P 284 400 V PE PTC + support INOX304 | IP55 radial fan with motor support |  |  | 1338.37 |  | VP100101135
P 284 400 V PP PTC + support INOX304 | IP55 radial fan with motor support |  |  | 1547.62 |  | VP100101145
P 312 230 V PE PTC | IP55 radial fan |  |  | 1739.79 |  | VP100105210
P 312 230 V PP PTC | IP55 radial fan |  |  | 1969.64 |  | VP100105220
P 312 400 V PE PTC | IP55 radial fan |  |  | 1530.49 |  | VP100101210
P 312 400 V PP PTC | IP55 radial fan |  |  | 1760.25 |  | VP100101220
P 312 230 V PE PTC + support INOX304 | IP55 radial fan with motor support |  |  | 2010.53 |  | VP100105215
P 312 230 V PP PTC + support INOX304 | IP55 radial fan with motor support |  |  | 2240.34 |  | VP100105225
P 312 400 V PE PTC + support INOX304 | IP55 radial fan with motor support |  |  | 1801.37 |  | VP100101215
P 312 400 V PP PTC + support INOX304 | IP55 radial fan with motor support |  |  | 2031.18 |  | VP100101225
P 314 230 V PE PTC | IP55 radial fan |  |  | 1485.38 |  | VP100105190
P 314 230 V PP PTC | IP55 radial fan |  |  | 1715.14 |  | VP100105200
P 314 400 V PE PTC | IP55 radial fan |  |  | 1272.04 |  | VP100101190
P 314 400 V PP PTC | IP55 radial fan |  |  | 1501.81 |  | VP100101200
P 314 230 V PE PTC + support INOX304 | IP55 radial fan with motor support |  |  | 1756.17 |  | VP100105195
P 314 230 V PP PTC + support INOX304 | IP55 radial fan with motor support |  |  | 1985.93 |  | VP100105205
P 314 400 V PE PTC + support INOX304 | IP55 radial fan with motor support |  |  | 1542.88 |  | VP100101195
P 314 400 V PP PTC + support INOX304 | IP55 radial fan with motor support |  |  | 1772.6 |  | VP100101205
P 316 230 V PE PTC | IP55 radial fan |  |  | 1505.94 |  | VP100105170
P 316 230 V PP PTC | IP55 radial fan |  |  | 1735.7 |  | VP100105180
P 316 400 V PE PTC | IP55 radial fan |  |  | 1308.98 |  | VP100101170
P 316 400 V PP PTC | IP55 radial fan |  |  | 1538.75 |  | VP100101180
P 316 230 V PE PTC + support INOX304 | IP55 radial fan with motor support |  |  | 1776.68 |  | VP100105175
P 316 230 V PP PTC + support INOX304 | IP55 radial fan with motor support |  |  | 2006.44 |  | VP100105185
P 316 400 V PE PTC + support INOX304 | IP55 radial fan with motor support |  |  | 1579.82 |  | VP100101175
P 316 400 V PP PTC + support INOX304 | IP55 radial fan with motor support |  |  | 1809.58 |  | VP100101185
P 352 230 V PE PTC | IP55 radial fan |  |  | 2059.77 |  | VP100105270
P 352 230 V PP PTC | IP55 radial fan |  |  | 2334.73 |  | VP100105280
P 352 400 V PE PTC | IP55 radial fan |  |  | 1760.25 |  | VP100101270
P 352 400 V PP PTC | IP55 radial fan |  |  | 2035.22 |  | VP100101280
P 352 230 V PE PTC + support INOX304 | IP55 radial fan with motor support |  |  | 2368.25 |  | VP100105275
P 352 230 V PP PTC + support INOX304 | IP55 radial fan with motor support |  |  | 2643.17 |  | VP100105285
P 352 400 V PE PTC + support INOX304 | IP55 radial fan with motor support |  |  | 2068.73 |  | VP100101275
P 352 400 V PP PTC + support INOX304 | IP55 radial fan with motor support |  |  | 2343.61 |  | VP100101285
P 354 230 V PE PTC | IP55 radial fan |  |  | 1735.7 |  | VP100105250
P 354 230 V PP PTC | IP55 radial fan |  |  | 2010.53 |  | VP100105260
P 354 400 V PE PTC | IP55 radial fan |  |  | 1460.78 |  | VP100101250
P 354 400 V PP PTC | IP55 radial fan |  |  | 1735.7 |  | VP100101260
P 354 230 V PE PTC + support INOX304 | IP55 radial fan with motor support |  |  | 2044.09 |  | VP100105255
P 354 230 V PP PTC + support INOX304 | IP55 radial fan with motor support |  |  | 2319.01 |  | VP100105265
P 354 400 V PE PTC + support INOX304 | IP55 radial fan with motor support |  |  | 1769.26 |  | VP100101255
P 354 400 V PP PTC + support INOX304 | IP55 radial fan with motor support |  |  | 2044.09 |  | VP100101265
P 356 230 V PE PTC | IP55 radial fan |  |  | 1735.7 |  | VP100105230
P 356 230 V PP PTC | IP55 radial fan |  |  | 2010.53 |  | VP100105240
P 356 400 V PE PTC | IP55 radial fan |  |  | 1473.08 |  | VP100101230
P 356 400 V PP PTC | IP55 radial fan |  |  | 1748.05 |  | VP100101240
P 356 230 V PE PTC + support INOX304 | IP55 radial fan with motor support |  |  | 2044.09 |  | VP100105235
P 356 230 V PP PTC + support INOX304 | IP55 radial fan with motor support |  |  | 2319.01 |  | VP100105245
P 356 400 V PE PTC + support INOX304 | IP55 radial fan with motor support |  |  | 1781.51 |  | VP100101235
P 356 400 V PP PTC + support INOX304 | IP55 radial fan with motor support |  |  | 2056.34 |  | VP100101245
P 404 400 V PE PTC | IP55 radial fan |  |  | 1821.79 |  | VP100101310
P 404 400 V PP PTC | IP55 radial fan |  |  | 2187.07 |  | VP100101320
P 404 230 V PE PTC | IP55 radial fan |  |  | 2096.8 |  | VP100105310
P 404 230 V PP PTC | IP55 radial fan |  |  | 2461.89 |  | VP100105320
P 404 230 V PE PTC + support INOX304 | IP55 radial fan with motor support |  |  | 2833.98 |  | VP100105315
P 404 230 V PP PTC + support INOX304 | IP55 radial fan with motor support |  |  | 3199.11 |  | VP100105325
P 404 400 V PE PTC + support INOX304 | IP55 radial fan with motor support |  |  | 2559.06 |  | VP100101315
P 404 400 V PP PTC + support INOX304 | IP55 radial fan with motor support |  |  | 2924.14 |  | VP100101325
P 406 230 V PE PTC | IP55 radial fan |  |  | 2022.92 |  | VP100105290
P 406 230 V PP PTC | IP55 radial fan |  |  | 2388.06 |  | VP100105300
P 406 400 V PE PTC | IP55 radial fan |  |  | 1776.68 |  | VP100101290
P 406 400 V PP PTC | IP55 radial fan |  |  | 2141.86 |  | VP100101300
P 406 230 V PE PTC + support INOX304 | IP55 radial fan with motor support |  |  | 2760.09 |  | VP100105295
P 406 230 V PP PTC + support INOX304 | IP55 radial fan with motor support |  |  | 3125.32 |  | VP100105305
P 406 400 V PE PTC + support INOX304 | IP55 radial fan with motor support |  |  | 2513.9 |  | VP100101295
P 406 400 V PP PTC + support INOX304 | IP55 radial fan with motor support |  |  | 2879.13 |  | VP100101305
P 452 400 V PE PTC | IP55 radial fan |  |  | 4419.14 |  | VP100101370
P 452 400 V PP PTC | IP55 radial fan |  |  | 4870.51 |  | VP100101380
P 452 400 V PE PTC + support INOX304 | IP55 radial fan with motor support |  |  | 5254.19 |  | VP100101375
P 452 400 V PP PTC + support INOX304 | IP55 radial fan with motor support |  |  | 5705.5 |  | VP100101385
P 454 230 V PE PTC | IP55 radial fan |  |  | 2523.43 |  | VP100105350
P 454 230 V PP PTC | IP55 radial fan |  |  | 2974.84 |  | VP100105360
P 454 400 V PE PTC | IP55 radial fan |  |  | 2322.44 |  | VP100101350
P 454 400 V PP PTC | IP55 radial fan |  |  | 2773.75 |  | VP100101360
P 454 230 V PE PTC + support INOX304 | IP55 radial fan with motor support |  |  | 3358.52 |  | VP100105355
P 454 230 V PP PTC + support INOX304 | IP55 radial fan with motor support |  |  | 3809.83 |  | VP100105365
P 454 400 V PE PTC + support INOX304 | IP55 radial fan with motor support |  |  | 3157.48 |  | VP100101355
P 454 400 V PP PTC + support INOX304 | IP55 radial fan with motor support |  |  | 3608.89 |  | VP100101365
P 456 230 V PE PTC | IP55 radial fan |  |  | 2371.63 |  | VP100105330
P 456 230 V PP PTC | IP55 radial fan |  |  | 2823.04 |  | VP100105340
P 456 400 V PE PTC | IP55 radial fan |  |  | 2113.14 |  | VP100101330
P 456 400 V PP PTC | IP55 radial fan |  |  | 2564.5 |  | VP100101340
P 456 230 V PE PTC + support INOX304 | IP55 radial fan with motor support |  |  | 3643.01 |  | VP100105335
P 456 230 V PP PTC + support INOX304 | IP55 radial fan with motor support |  |  | 4094.38 |  | VP100105345
P 456 400 V PE PTC + support INOX304 | IP55 radial fan with motor support |  |  | 3384.47 |  | VP100101335
P 456 400 V PP PTC + support INOX304 | IP55 radial fan with motor support |  |  | 3835.79 |  | VP100101345
P 202 400 V PEel PTC Ex | IP55 Atex radial fan |  |  | 1551.04 |  | VP100201030
P 204 400 V PEel PTC Ex | IP55 Atex radial fan |  |  | 1546.91 |  | VP100201010
P 222 400 V PEel PTC Ex | IP55 Atex radial fan |  |  | 1772.6 |  | VP100201050
P 224 400 V PEel PTC Ex | IP55 Atex radial fan |  |  | 1756.17 |  | VP100201070
P 252 400 V PEel PTC Ex | IP55 Atex radial fan |  |  | 2043.43 |  | VP100201110
P 254 400 V PEel PTC Ex | IP55 Atex radial fan |  |  | 1871.12 |  | VP100201090
P 282 400 V PEel PTC Ex | IP55 Atex radial fan |  |  | 2400.36 |  | VP100201150
P 284 400 V PEel PTC Ex | IP55 Atex radial fan |  |  | 2133.65 |  | VP100201130
P 312 400 V PEel PTC Ex | IP55 Atex radial fan |  |  | 2983.1 |  | VP100201210
P 314 400 V PEel PTC Ex | IP55 Atex radial fan |  |  | 2433.21 |  | VP100201190
P 316 400 V PEel PTC Ex | IP55 Atex radial fan |  |  | 2453.72 |  | VP100201170
P 352 400 V PEel PTC Ex | IP55 Atex radial fan |  |  | 3397.48 |  | VP100201270
P 354 400 V PEel PTC Ex | IP55 Atex radial fan |  |  | 2753.33 |  | VP100201250
P 356 400 V PEel PTC Ex | IP55 Atex radial fan |  |  | 2753.33 |  | VP100201230
P 404 400 V PEel PTC Ex | IP55 Atex radial fan |  |  | 3085.66 |  | VP100201310
P 406 400 V PEel PTC Ex | IP55 Atex radial fan |  |  | 3073.32 |  | VP100201290
P 452 400 V PEel PTC Ex | IP55 Atex radial fan |  |  | 6860.57 |  | VP100201370
P 454 400 V PEel PTC Ex | IP55 Atex radial fan |  |  | 3795.47 |  | VP100201350
P 456 400 V PEel PTC Ex | IP55 Atex radial fan |  |  | 3721.59 |  | VP100201330
P 202 400 V PEel PTC Ex + support INOX304 | IP55 Atex radial fan with motor support |  |  | 1682.33 |  | VP100201040
P 204 400 V PEel PTC Ex + support INOX304 | IP55 Atex radial fan with motor support |  |  | 1678.2 |  | VP100201020
P 222 400 V PEel PTC Ex + support INOX304 | IP55 Atex radial fan with motor support |  |  | 1969.64 |  | VP100201060
P 224 400 V PEel PTC Ex + support INOX304 | IP55 Atex radial fan with motor support |  |  | 1953.22 |  | VP100201080
P 252 400 V PEel PTC Ex + support INOX304 | IP55 Atex radial fan with motor support |  |  | 2240.34 |  | VP100201120
P 254 400 V PEel PTC Ex + support INOX304 | IP55 Atex radial fan with motor support |  |  | 2068.03 |  | VP100201100
P 282 400 V PEel PTC Ex + support INOX304 | IP55 Atex radial fan with motor support |  |  | 2638.38 |  | VP100201160
P 284 400 V PEel PTC Ex + support INOX304 | IP55 Atex radial fan with motor support |  |  | 2371.63 |  | VP100201140
P 312 400 V PEel PTC Ex + support INOX304 | IP55 Atex radial fan with motor support |  |  | 3278.53 |  | VP100201220
P 314 400 V PEel PTC Ex + support INOX304 | IP55 Atex radial fan with motor support |  |  | 2728.69 |  | VP100201200
P 316 400 V PEel PTC Ex + support INOX304 | IP55 Atex radial fan with motor support |  |  | 2749.2 |  | VP100201180
P 352 400 V PEel PTC Ex + support INOX304 | IP55 Atex radial fan with motor support |  |  | 3733.89 |  | VP100201280
P 354 400 V PEel PTC Ex + support INOX304 | IP55 Atex radial fan with motor support |  |  | 3089.7 |  | VP100201260
P 356 400 V PEel PTC Ex + support INOX304 | IP55 Atex radial fan with motor support |  |  | 3089.7 |  | VP100201240
P 404 400 V PEel PTC Ex + support INOX304 | IP55 Atex radial fan with motor support |  |  | 3889.86 |  | VP100201320
P 406 400 V PEel PTC Ex + support INOX304 | IP55 Atex radial fan with motor support |  |  | 3877.52 |  | VP100201300
P 452 400 V PEel PTC Ex + support INOX304 | IP55 Atex radial fan with motor support |  |  | 7771.42 |  | VP100201380
P 454 400 V PEel PTC Ex + support INOX304 | IP55 Atex radial fan with motor support |  |  | 4706.41 |  | VP100201360
P 456 400 V PEel PTC Ex + support INOX304 | IP55 Atex radial fan with motor support |  |  | 5108.53 |  | VP100201340
PC acidproof radial fans
PC 202 230 V PE PTC | IP55 radial fan |  |  | 910.94 |  | VP100411030
PC 202 230 V PP PTC | IP55 radial fan |  |  | 988.91 |  | VP100411040
PC 202 400 V PE PTC | IP55 radial fan |  |  | 808.38 |  | VP100401030
PC 202 400 V PP PTC | IP55 radial fan |  |  | 886.34 |  | VP100401040
PC 202 230 V PE PTC + support INOX304 | IP55 radial fan with motor support |  |  | 1031.29 |  | VP100411035
PC 202 230 V PP PTC + support INOX304 | IP55 radial fan with motor support |  |  | 1109.21 |  | VP100411045
PC 202 400 V PE PTC + support INOX304 | IP55 radial fan with motor support |  |  | 928.68 |  | VP100401035
PC 202 400 V PP PTC + support INOX304 | IP55 radial fan with motor support |  |  | 1006.65 |  | VP100401045
PC 204 230 V PE PTC | IP55 radial fan |  |  | 906.81 |  | VP100411010
PC 204 230 V PP PTC | IP55 radial fan |  |  | 984.78 |  | VP100411020
PC 204 400 V PE PTC | IP55 radial fan |  |  | 800.17 |  | VP100401010
PC 204 400 V PP PTC | IP55 radial fan |  |  | 878.13 |  | VP100401020
PC 204 230 V PE PTC + support INOX304 | IP55 radial fan with motor support |  |  | 1027.26 |  | VP100411015
PC 204 230 V PP PTC + support INOX304 | IP55 radial fan with motor support |  |  | 1105.22 |  | VP100411025
PC 204 400 V PE PTC + support INOX304 | IP55 radial fan with motor support |  |  | 920.47 |  | VP100401015
PC 204 400 V PP PTC + support INOX304 | IP55 radial fan with motor support |  |  | 998.48 |  | VP100401025
PC 252 230 V PE PTC | IP55 radial fan |  |  | 1214.54 |  | VP100411070
PC 252 230 V PP PTC | IP55 radial fan |  |  | 1358.22 |  | VP100411080
PC 252 400 V PE PTC | IP55 radial fan |  |  | 1050.4 |  | VP100401070
PC 252 400 V PP PTC | IP55 radial fan |  |  | 1194.08 |  | VP100401080
PC 252 230 V PE PTC + support INOX304 | IP55 radial fan with motor support |  |  | 1395.16 |  | VP100411075
PC 252 230 V PP PTC + support INOX304 | IP55 radial fan with motor support |  |  | 1538.75 |  | VP100411085
PC 252 400 V PE PTC + support INOX304 | IP55 radial fan with motor support |  |  | 1231.02 |  | VP100401075
PC 252 400 V PP PTC + support INOX304 | IP55 radial fan with motor support |  |  | 1374.6 |  | VP100401085
PC 254 230 V PE PTC | IP55 radial fan |  |  | 1083.3 |  | VP100411050
PC 254 230 V PP PTC | IP55 radial fan |  |  | 1226.93 |  | VP100411060
PC 254 400 V PE PTC | IP55 radial fan |  |  | 894.47 |  | VP100401050
PC 254 400 V PP PTC | IP55 radial fan |  |  | 1038.14 |  | VP100401060
PC 254 230 V PE PTC + support INOX304 | IP55 radial fan with motor support |  |  | 1263.78 |  | VP100411055
PC 254 230 V PP PTC + support INOX304 | IP55 radial fan with motor support |  |  | 1407.41 |  | VP100411065
PC 254 400 V PE PTC + support INOX304 | IP55 radial fan with motor support |  |  | 1075.09 |  | VP100401055
PC 254 400 V PP PTC + support INOX304 | IP55 radial fan with motor support |  |  | 1218.62 |  | VP100401065
PC 282 230 V PE PTC | IP55 radial fan |  |  | 1481.29 |  | VP100411110
PC 282 230 V PP PTC | IP55 radial fan |  |  | 1645.44 |  | VP100411120
PC 282 400 V PE PTC | IP55 radial fan |  |  | 1300.67 |  | VP100401110
PC 282 400 V PP PTC | IP55 radial fan |  |  | 1464.91 |  | VP100401120
PC 282 230 V PE PTC + support INOX304 | IP55 radial fan with motor support |  |  | 1699.42 |  | VP100411115
PC 282 230 V PP PTC + support INOX304 | IP55 radial fan with motor support |  |  | 1863.52 |  | VP100411125
PC 282 400 V PE PTC + support INOX304 | IP55 radial fan with motor support |  |  | 1518.94 |  | VP100401115
PC 282 400 V PP PTC + support INOX304 | IP55 radial fan with motor support |  |  | 1683.04 |  | VP100401125
PC 284 230 V PE PTC | IP55 radial fan |  |  | 1333.58 |  | VP100411090
PC 284 230 V PP PTC | IP55 radial fan |  |  | 1497.72 |  | VP100411100
PC 284 400 V PE PTC | IP55 radial fan |  |  | 1107.9 |  | VP100401090
PC 284 400 V PP PTC | IP55 radial fan |  |  | 1272.04 |  | VP100401100
PC 284 230 V PE PTC + support INOX304 | IP55 radial fan with motor support |  |  | 1551.66 |  | VP100411095
PC 284 230 V PP PTC + support INOX304 | IP55 radial fan with motor support |  |  | 1715.85 |  | VP100411105
PC 284 400 V PE PTC + support INOX304 | IP55 radial fan with motor support |  |  | 1326.02 |  | VP100401095
PC 284 400 V PP PTC + support INOX304 | IP55 radial fan with motor support |  |  | 1490.12 |  | VP100401105
PC 312 230 V PE PTC | IP55 radial fan |  |  | 1752.04 |  | VP100411170
PC 312 230 V PP PTC | IP55 radial fan |  |  | 1953.22 |  | VP100411180
PC 312 400 V PE PTC | IP55 radial fan |  |  | 1546.91 |  | VP100401170
PC 312 400 V PP PTC | IP55 radial fan |  |  | 1748.05 |  | VP100401180
PC 312 230 V PE PTC + support INOX304 | IP55 radial fan with motor support |  |  | 2022.92 |  | VP100411175
PC 312 230 V PP PTC + support INOX304 | IP55 radial fan with motor support |  |  | 2223.96 |  | VP100411185
PC 312 400 V PE PTC + support INOX304 | IP55 radial fan with motor support |  |  | 1817.75 |  | VP100401175
PC 312 400 V PP PTC + support INOX304 | IP55 radial fan with motor support |  |  | 2018.84 |  | VP100401185
PC 314 230 V PE PTC | IP55 radial fan |  |  | 1501.81 |  | VP100411150
PC 314 230 V PP PTC | IP55 radial fan |  |  | 1702.89 |  | VP100411160
PC 314 400 V PE PTC | IP55 radial fan |  |  | 1288.38 |  | VP100401150
PC 314 400 V PP PTC | IP55 radial fan |  |  | 1489.51 |  | VP100401160
PC 314 230 V PE PTC + support INOX304 | IP55 radial fan with motor support |  |  | 1772.6 |  | VP100411155
PC 314 230 V PP PTC + support INOX304 | IP55 radial fan with motor support |  |  | 1973.68 |  | VP100411165
PC 314 400 V PE PTC + support INOX304 | IP55 radial fan with motor support |  |  | 1559.26 |  | VP100401155
PC 314 400 V PP PTC + support INOX304 | IP55 radial fan with motor support |  |  | 1760.25 |  | VP100401165
PC 316 230 V PE PTC | IP55 radial fan |  |  | 1481.29 |  | VP100411130
PC 316 230 V PP PTC | IP55 radial fan |  |  | 1682.33 |  | VP100411140
PC 316 400 V PE PTC | IP55 radial fan |  |  | 1292.51 |  | VP100401130
PC 316 400 V PP PTC | IP55 radial fan |  |  | 1493.54 |  | VP100401140
PC 316 230 V PE PTC + support INOX304 | IP55 radial fan with motor support |  |  | 1752.04 |  | VP100411135
PC 316 230 V PP PTC + support INOX304 | IP55 radial fan with motor support |  |  | 1953.22 |  | VP100411145
PC 316 400 V PE PTC + support INOX304 | IP55 radial fan with motor support |  |  | 1563.39 |  | VP100401135
PC 316 400 V PP PTC + support INOX304 | IP55 radial fan with motor support |  |  | 1764.38 |  | VP100401145
PC 352 230 V PP PTC | IP55 radial fan |  |  | 3557.44 |  | VP100411240
PC 352 400 V PP PTC | IP55 radial fan |  |  | 3467.23 |  | VP100401340
PC 352 230 V PP PTC + support INOX304 | IP55 radial fan with motor support |  |  | 4294.76 |  | VP100411245
PC 352 400 V PP PTC + support INOX304 | IP55 radial fan with motor support |  |  | 4204.45 |  | VP100401345
PC 354 230 V PP PTC | IP55 radial fan |  |  | 3233.33 |  | VP100411260
PC 354 400 V PP PTC | IP55 radial fan |  |  | 3167.66 |  | VP100401260
PC 354 230 V PP PTC + support INOX304 | IP55 radial fan with motor support |  |  | 3970.55 |  | VP100411265
PC 354 400 V PP PTC + support INOX304 | IP55 radial fan with motor support |  |  | 3904.93 |  | VP100401265
PC 402 4 kW 400 V PE PTC | IP55 radial fan |  |  | 2617.82 |  | VP100401230
PC 402 4 kW 400 V PP PTC | IP55 radial fan |  |  | 2978.97 |  | VP100401240
PC 402 5,5 kW 400 V PE PTC | IP55 radial fan |  |  | 3011.78 |  | VP100401310
PC 402 5,5 kW 400 V PP PTC | IP55 radial fan |  |  | 3372.83 |  | VP100401320
PC 402 4 kW 400 V PE PTC + support INOX304 | IP55 radial fan with motor support |  |  | 3355.09 |  | VP100401235
PC 402 4 kW 400 V PP PTC + support INOX304 | IP55 radial fan with motor support |  |  | 3716.1 |  | VP100401245
PC 402 5,5 kW 400 V PE PTC + support INOX304 | IP55 radial fan with motor support |  |  | 4398.63 |  | VP100401315
PC 402 5,5 kW 400 V PP PTC + support INOX304 | IP55 radial fan with motor support |  |  | 4759.78 |  | VP100401325
PC 404 230 V PE PTC | IP55 radial fan |  |  | 2117.31 |  | VP100411210
PC 404 230 V PP PTC | IP55 radial fan |  |  | 2478.32 |  | VP100411220
PC 404 400 V PE PTC | IP55 radial fan |  |  | 1842.3 |  | VP100401210
PC 404 400 V PP PTC | IP55 radial fan |  |  | 2203.45 |  | VP100401220
PC 404 230 V PE PTC + support INOX304 | IP55 radial fan with motor support |  |  | 2854.53 |  | VP100411215
PC 404 230 V PP PTC + support INOX304 | IP55 radial fan with motor support |  |  | 3215.59 |  | VP100411225
PC 404 400 V PE PTC + support INOX304 | IP55 radial fan with motor support |  |  | 2579.52 |  | VP100401215
PC 404 400 V PP PTC + support INOX304 | IP55 radial fan with motor support |  |  | 2940.67 |  | VP100401225
PC 406 230 V PE PTC | IP55 radial fan |  |  | 2018.84 |  | VP100411190
PC 406 230 V PP PTC | IP55 radial fan |  |  | 2379.84 |  | VP100411200
PC 406 400 V PE PTC | IP55 radial fan |  |  | 1706.98 |  | VP100401190
PC 406 400 V PP PTC | IP55 radial fan |  |  | 2068.03 |  | VP100401200
PC 406 230 V PE PTC + support INOX304 | IP55 radial fan with motor support |  |  | 2755.96 |  | VP100411195
PC 406 230 V PP PTC + support INOX304 | IP55 radial fan with motor support |  |  | 3117.06 |  | VP100411205
PC 406 400 V PE PTC + support INOX304 | IP55 radial fan with motor support |  |  | 2444.2 |  | VP100401195
PC 406 400 V PP PTC + support INOX304 | IP55 radial fan with motor support |  |  | 2805.25 |  | VP100401205
PC 454 230 V PP PTC | IP55 radial fan |  |  | 4862.34 |  | VP100411280
PC 454 400 V PP PTC | IP55 radial fan |  |  | 4792.54 |  | VP100401360
PC 454 230 V PP PTC + support INOX304 | IP55 radial fan with motor support |  |  | 5599.47 |  | VP100411285
PC 454 400 V PP PTC + support INOX304 | IP55 radial fan with motor support |  |  | 12005.95 |  | VP100401365
PC 504 230 V PP PTC | IP55 radial fan |  |  | 7303.72 |  | VP100411300
PC 504 400 V PP PTC | IP55 radial fan |  |  | 7574.09 |  | VP100401380
PC 504 230 V PP PTC + support INOX304 | IP55 radial fan with motor support |  |  | 8040.89 |  | VP100411305
PC 504 400 V PP PTC + support INOX304 | IP55 radial fan with motor support |  |  | 7950.68 |  | VP100401385
PC 506 230 V PP PTC | IP55 radial fan |  |  | 7065.79 |  | VP100411320
PC 506 400 V PP PTC | IP55 radial fan |  |  | 6959 |  | VP100401400
PC 506 230 V PP PTC + support INOX304 | IP55 radial fan with motor support |  |  | 7802.91 |  | VP100411325
PC 506 400 V PP PTC + support INOX304 | IP55 radial fan with motor support |  |  | 7696.27 |  | VP100401405
PC 564 400 V PP PTC | IP55 radial fan |  |  | 8727.56 |  | VP100401420
PC 566 400 V PP PTC | IP55 radial fan |  |  | 8255.64 |  | VP100401440
PC 564 400 V PP PTC + support INOX304 | IP55 radial fan with motor support |  |  | 9464.69 |  | VP100401425
PC 566 400 V PP PTC + support INOX304 | IP55 radial fan with motor support |  |  | 8992.81 |  | VP100401445
PC 634 400 V PP PTC | IP55 radial fan |  |  | 10056.87 |  | VP100401460
PC 636 400 V PP PTC | IP55 radial fan |  |  | 9691.82 |  | VP100401280
PC 634 400 V PP PTC + support INOX304 | IP55 radial fan with motor support |  |  | 10794.18 |  | VP100401465
PC 636 400 V PP PTC + support INOX304 | IP55 radial fan with motor support |  |  | 10428.95 |  | VP100401285
PC 714 400 V PP PTC | IP55 radial fan |  |  | 13294.33 |  | VP100401480
PC 716 400 V PP PTC | IP55 radial fan |  |  | 12153.67 |  | VP100401500
PC 806 400 V PP PTC | IP55 radial fan |  |  | 15969.6 |  | VP100401520
PC 202 400 V PEel PTC Ex | IP55 Atex radial fan |  |  | 1604.37 |  | VP100410030
PC 204 400 V PEel PTC Ex | IP55 Atex radial fan |  |  | 1583.86 |  | VP100410010
PC 252 400 V PEel PTC Ex | IP55 Atex radial fan |  |  | 2121.44 |  | VP100410070
PC 254 400 V PEel PTC Ex | IP55 Atex radial fan |  |  | 2031.18 |  | VP100410050
PC 282 400 V PEel PTC Ex | IP55 Atex radial fan |  |  | 2589.19 |  | VP100410110
PC 284 400 V PEel PTC Ex | IP55 Atex radial fan |  |  | 2433.21 |  | VP100410090
PC 312 400 V PEel PTC Ex | IP55 Atex radial fan |  |  | 3019.95 |  | VP100410170
PC 314 400 V PEel PTC Ex | IP55 Atex radial fan |  |  | 2777.88 |  | VP100410150
PC 316 400 V PEel PTC Ex | IP55 Atex radial fan |  |  | 2769.62 |  | VP100410130
PC 352 400 V PPel PTC Ex | IP55 Atex radial fan |  |  | 5325.96 |  | VP100410270
PC 354 400 V PPel PTC Ex | IP55 Atex radial fan |  |  | 5009.96 |  | VP100410250
PC 402 4 kW 400 V PEel PTC Ex | IP55 Atex radial fan |  |  | 4628.4 |  | VP100410230
PC 402 5,5 kW 400 V PEel PTC Ex | IP55 Atex radial fan |  |  | 5247.99 |  | VP100410430
PC 404 400 V PEel PTC Ex | IP55 Atex radial fan |  |  | 3327.68 |  | VP100410210
PC 406 400 V PEel PTC Ex | IP55 Atex radial fan |  |  | 3294.96 |  | VP100410190
PC 454 400 V PPel PTC Ex | IP55 Atex radial fan |  |  | 7521.19 |  | VP100410290
PC 504 400 V PPel PTC Ex | IP55 Atex radial fan |  |  | 10692.98 |  | VP100410310
PC 506 400 V PPel PTC Ex | IP55 Atex radial fan |  |  | 10212.84 |  | VP100410330
PC 564 400 V PPel PTC Ex | IP55 Atex radial fan |  |  | 13327.19 |  | VP100410350
PC 566 400 V PPel PTC Ex | IP55 Atex radial fan |  |  | 12403.9 |  | VP100410370
PC 634 400 V PPel PTC Ex | IP55 Atex radial fan |  |  | 16691.8 |  | VP100410390
PC 636 400 V PPel PTC Ex | IP55 Atex radial fan |  |  | 15218.77 |  | VP100410410
PC 202 400 V PEel PTC Ex + support INOX304 | IP55 Atex radial fan with motor support |  |  | 1724.81 |  | VP100410040
PC 204 400 V PEel PTC Ex + support INOX304 | IP55 Atex radial fan with motor support |  |  | 1704.21 |  | VP100410020
PC 252 400 V PEel PTC Ex + support INOX304 | IP55 Atex radial fan with motor support |  |  | 2301.92 |  | VP100410080
PC 254 400 V PEel PTC Ex + support INOX304 | IP55 Atex radial fan with motor support |  |  | 2211.61 |  | VP100410060
PC 282 400 V PEel PTC Ex + support INOX304 | IP55 Atex radial fan with motor support |  |  | 2807.31 |  | VP100410120
PC 284 400 V PEel PTC Ex + support INOX304 | IP55 Atex radial fan with motor support |  |  | 2651.34 |  | VP100410100
PC 312 400 V PEel PTC Ex + support INOX304 | IP55 Atex radial fan with motor support |  |  | 3290.83 |  | VP100410180
PC 314 400 V PEel PTC Ex + support INOX304 | IP55 Atex radial fan with motor support |  |  | 3048.77 |  | VP100410160
PC 316 400 V PEel PTC Ex + support INOX304 | IP55 Atex radial fan with motor support |  |  | 3040.51 |  | VP100410140
PC 352 400 V PPel PTC Ex + support INOX304 | IP55 Atex radial fan with motor support |  |  | 6063.13 |  | VP100410280
PC 354 400 V PPel PTC Ex + support INOX304 | IP55 Atex radial fan with motor support |  |  | 5747.23 |  | VP100410260
PC 402 4 kW 400 V PEel PTC Ex+stol. INOX304 | IP55 Atex radial fan with motor support |  |  | 5365.62 |  | VP100410240
PC 402 5,5 kW 400 V PEel PTC Ex+stol. INOX304 | IP55 Atex radial fan with motor support |  |  | 6634.89 |  | VP100410440
PC 404 400 V PEel PTC Ex + support INOX304 | IP55 Atex radial fan with motor support |  |  | 4064.8 |  | VP100410220
PC 406 400 V PEel PTC Ex + support INOX304 | IP55 Atex radial fan with motor support |  |  | 4032.04 |  | VP100410200
PC 454 400 V PPel PTC Ex + support INOX304 | IP55 Atex radial fan with motor support |  |  | 8230.81 |  | VP100410300
PC 504 400 V PPel PTC Ex + support INOX304 | IP55 Atex radial fan with motor support |  |  | 11430.11 |  | VP100410320
PC 506 400 V PPel PTC Ex + support INOX304 | IP55 Atex radial fan with motor support |  |  | 10950.07 |  | VP100410340
PC 564 400 V PPel PTC Ex + support INOX304 | IP55 Atex radial fan with motor support |  |  | 14064.41 |  | VP100410360
PC 566 400 V PPel PTC Ex + support INOX304 | IP55 Atex radial fan with motor support |  |  | 13141.17 |  | VP100410380
PC 634 400 V PPel PTC Ex + support INOX304 | IP55 Atex radial fan with motor support |  |  | 17429.02 |  | VP100410400
PC 636 400 V PPel PTC Ex + support INOX304 | IP55 Atex radial fan with motor support |  |  | 15955.99 |  | VP100410420
PR acidproof radial fans
PR-H | acidproof radial fans |  |  | on request
PR-K 452 400V PP PTC | IP55 radial fan |  |  | 5051.08 |  | VP100501010
PR-K 452 400V PP PTC + support INOX304 | IP55 radial fan with motor support |  |  | 5788.3 |  | VP100501020
PR-K 504 230V PP PTC | IP55 radial fan |  |  | 6282.1 |  | VP100505010
PR-K 504 400V PP PTC | IP55 radial fan |  |  | 6220.51 |  | VP100501030
PR-K 504 230V PP PTC + support INOX304 | IP55 radial fan with motor support |  |  | 7019.22 |  | VP100505020
PR-K 504 400V PP PTC + support INOX304 | IP55 radial fan with motor support |  |  | 6957.69 |  | VP100501040
PR-K 506 230V PP PTC | IP55 radial fan |  |  | 5974.27 |  | VP100505030
PR-K 506 400V PP PTC | IP55 radial fan |  |  | 5838.9 |  | VP100501050
PR-K 506 230V PP PTC + support INOX304 | IP55 radial fan with motor support |  |  | 6711.49 |  | VP100505040
PR-K 506 400V PP PTC + support INOX304 | IP55 radial fan with motor support |  |  | 6576.08 |  | VP100501060
PR-K 564 400V PP PTC | IP55 radial fan |  |  | 7505.89 |  | VP100501090
PR-K 564 400V PP PTC + support INOX304 | IP55 radial fan with motor support |  |  | 7996.91 |  | VP100501100
PR-K 566 230V PP PTC | IP55 radial fan |  |  | 6975.43 |  | VP100505050
PR-K 566 400V PP PTC | IP55 radial fan |  |  | 6844.19 |  | VP100501070
PR-K 566 230V PP PTC + support INOX304 | IP55 radial fan with motor support |  |  | 7712.65 |  | VP100505060
PR-K 566 400V PP PTC + support INOX304 | IP55 radial fan with motor support |  |  | 7581.36 |  | VP100501080
PR-K 632 400V PP PTC | IP55 radial fan |  |  | 17446.77 |  | VP100501110
PR-K 632 400V PP PTC + support INOX304 | IP55 radial fan with motor support |  |  | 18183.99 |  | VP100501120
PR-K 634 400V PP PTC | IP55 radial fan |  |  | 8296.66 |  | VP100501130
PR-K 634 400V PP PTC + support INOX304 | IP55 radial fan with motor support |  |  | 9033.93 |  | VP100501140
PR-K 636 400V PP PTC | IP55 radial fan |  |  | 7824.79 |  | VP100501150
PR-K 636 400V PP PTC + support INOX304 | IP55 radial fan with motor support |  |  | 8562.01 |  | VP100501160
PR-K 804 400V PP PTC | IP55 radial fan |  |  | 17775.06 |  | VP100501170
PR-K 806 400V PP PTC | IP55 radial fan |  |  | 16236.36 |  | VP100501190
PR-K 452 400V PEel PTC Ex | IP55 Atex radial fan |  |  | 7073.96 |  | VP100506010
PR-K 452 400V PEel PTC Ex + support INOX304 | IP55 Atex radial fan with motor support |  |  | 7811.13 |  | VP100506020
PR-K 504 400V PEel PTC Ex | IP55 Atex radial fan |  |  | 8341.77 |  | VP100506030
PR-K 504 400V PEel PTC Ex + support INOX304 | IP55 Atex radial fan with motor support |  |  | 9078.94 |  | VP100506040
PR-K 506 400V PEel PTC Ex | IP55 Atex radial fan |  |  | 7779.68 |  | VP100506050
PR-K 506 400V PEel PTC Ex + support INOX304 | IP55 Atex radial fan with motor support |  |  | 8516.85 |  | VP100506060
PR-K 564 400V PEel PTC Ex | IP55 Atex radial fan |  |  | 9630.19 |  | VP100506090
PR-K 564 400V PEel PTC Ex + support INOX304 | IP55 Atex radial fan with motor support |  |  | 10367.41 |  | VP100506100
PR-K 566 400V PEel PTC Ex | IP55 Atex radial fan |  |  | 8842.47 |  | VP100506070
PR-K 566 400V PEel PTC Ex + support INOX304 | IP55 Atex radial fan with motor support |  |  | 9579.59 |  | VP100506080
PR-K 632 400V PEel PTC Ex | IP55 Atex radial fan |  |  | 28746.9 |  | VP100506110
PR-K 632 400V PEel PTC Ex + support INOX304 | IP55 Atex radial fan with motor support |  |  | 29484.17 |  | VP100506120
PR-K 634 400V PEel PTC Ex + support INOX304 | IP55 Atex radial fan |  |  | 12611.89 |  | VP100506140
PR-K 634 400V PEel PTC Ex | IP55 Atex radial fan with motor support |  |  | 11874.62 |  | VP100506130
PR-K 636 400V PEel PTC Ex | IP55 Atex radial fan |  |  | 10955.51 |  | VP100506150
PR-K 636 400V PEel PTC Ex + support INOX304 | IP55 Atex radial fan with motor support |  |  | 11692.73 |  | VP100506160
PR-K 804 400V PEel PTC Ex | IP55 Atex radial fan |  |  | 20692.35 |  | VP100506170
PR-K 806 400V PEel PTC Ex | IP55 Atex radial fan |  |  | 18443.84 |  | VP100506190
TCV acidproof radial fans
TCV 202 230 V PE PTC | IP55 Atex radial fan |  |  | 1272.04 |  | VP100700010
TCV 202 230 V PP PTC | IP55 Atex radial fan |  |  | 1468.95 |  | VP100700020
TCV 202 400 V PE PTC | IP55 Atex radial fan |  |  | 1173.56 |  | VP100701010
TCV 202 400 V PP PTC | IP55 Atex radial fan |  |  | 1370.42 |  | VP100701020
TCV 204 230 V PE PTC | IP55 Atex radial fan |  |  | 1239.18 |  | VP100700030
TCV 204 230 V PP PTC | IP55 Atex radial fan |  |  | 1436.19 |  | VP100700040
TCV 204 400 V PE PTC | IP55 Atex radial fan |  |  | 1144.88 |  | VP100701030
TCV 204 400 V PP PTC | IP55 Atex radial fan |  |  | 1341.79 |  | VP100701040
TCV 252 230 V PE PTC | IP55 Atex radial fan |  |  | 1616.62 |  | VP100700050
TCV 252 230 V PP PTC | IP55 Atex radial fan |  |  | 1887.55 |  | VP100700060
TCV 252 400 V PE PTC | IP55 Atex radial fan |  |  | 1514.06 |  | VP100701050
TCV 252 400 V PP PTC | IP55 Atex radial fan |  |  | 1784.99 |  | VP100701060
TCV 254 230 V PE PTC | IP55 Atex radial fan |  |  | 1563.39 |  | VP100700070
TCV 254 230 V PP PTC | IP55 Atex radial fan |  |  | 1834.13 |  | VP100700080
TCV 254 400 V PE PTC | IP55 Atex radial fan |  |  | 1452.52 |  | VP100701070
TCV 254 400 V PP PTC | IP55 Atex radial fan |  |  | 1723.4 |  | VP100701080
TCV 312 230 V PE PTC | IP55 Atex radial fan |  |  | 2379.84 |  | VP100700090
TCV 312 230 V PP PTC | IP55 Atex radial fan |  |  | 2933.81 |  | VP100700100
TCV 312 400 V PE PTC | IP55 Atex radial fan |  |  | 2195.23 |  | VP100701090
TCV 312 400 V PP PTC | IP55 Atex radial fan |  |  | 2749.2 |  | VP100701100
TCV 314 230 V PE PTC | IP55 Atex radial fan |  |  | 1813.67 |  | VP100700110
TCV 314 230 V PP PTC | IP55 Atex radial fan |  |  | 2367.64 |  | VP100700120
TCV 314 400 V PE PTC | IP55 Atex radial fan |  |  | 1690.5 |  | VP100701110
TCV 314 400 V PP PTC | IP55 Atex radial fan |  |  | 2244.47 |  | VP100701120
TCV 316 230 V PE PTC | IP55 Atex radial fan |  |  | 1834.13 |  | VP100700130
TCV 316 230 V PP PTC | IP55 Atex radial fan |  |  | 2388.06 |  | VP100700140
TCV 316 400 V PE PTC | IP55 Atex radial fan |  |  | 1731.62 |  | VP100701130
TCV 316 400 V PP PTC | IP55 Atex radial fan |  |  | 2285.54 |  | VP100701140
TCV 352 230 V PE PTC | IP55 Atex radial fan |  |  | 2638.38 |  | VP100700150
TCV 352 230 V PP PTC | IP55 Atex radial fan |  |  | 3192.31 |  | VP100700160
TCV 352 400 V PE PTC | IP55 Atex radial fan |  |  | 2334.73 |  | VP100701150
TCV 352 400 V PP PTC | IP55 Atex radial fan |  |  | 2888.71 |  | VP100701160
TCV 354 230 V PE PTC | IP55 Atex radial fan |  |  | 2051.55 |  | VP100700170
TCV 354 230 V PP PTC | IP55 Atex radial fan |  |  | 2605.52 |  | VP100700180
TCV 354 400 V PE PTC | IP55 Atex radial fan |  |  | 1895.72 |  | VP100701170
TCV 354 400 V PP PTC | IP55 Atex radial fan |  |  | 2449.59 |  | VP100701180
TCV 356 230 V PE PTC | IP55 Atex radial fan |  |  | 2055.78 |  | VP100700190
TCV 356 230 V PP PTC | IP55 Atex radial fan |  |  | 2609.66 |  | VP100700200
TCV 356 400 V PE PTC | IP55 Atex radial fan |  |  | 1854.69 |  | VP100701190
TCV 356 400 V PP PTC | IP55 Atex radial fan |  |  | 2408.62 |  | VP100701200
TCV 454 230 V PE PTC | IP55 Atex radial fan |  |  | 3134.9 |  | VP100700210
TCV 454 230 V PP PTC | IP55 Atex radial fan |  |  | 3898.08 |  | VP100700220
TCV 454 400 V PE PTC | IP55 Atex radial fan |  |  | 2933.81 |  | VP100701210
TCV 454 400 V PP PTC | IP55 Atex radial fan |  |  | 3696.99 |  | VP100701220
TCV 456 230 V PE PTC | IP55 Atex radial fan |  |  | 2978.97 |  | VP100700230
TCV 456 230 V PP PTC | IP55 Atex radial fan |  |  | 3742.1 |  | VP100700240
TCV 456 400 V PE PTC | IP55 Atex radial fan |  |  | 2720.43 |  | VP100701230
TCV 456 400 V PP PTC | IP55 Atex radial fan |  |  | 3483.66 |  | VP100701240
TCV 504 400 V PP PTC | IP55 Atex radial fan |  |  | 10955.51 |  | VP100701260
TCV 506 230 V PP PTC | IP55 Atex radial fan |  |  | 10709.41 |  | VP100700280
TCV 506 400 V PP PTC | IP55 Atex radial fan |  |  | 10578.08 |  | VP100701280
TCV 564 400 V PP PTC | IP55 Atex radial fan |  |  | 11624.25 |  | VP100701300
TCV 566 230 V PP PTC | IP55 Atex radial fan |  |  | 11324.87 |  | VP100700290
TCV 566 400 V PP PTC | IP55 Atex radial fan |  |  | 11181.19 |  | VP100701310
TCV 634 400 V PP PTC | IP55 Atex radial fan |  |  | 12641.88 |  | VP100701320
TCV 636 400 V PP PTC | IP55 Atex radial fan |  |  | 12170.1 |  | VP100701340
TCV 714 400 V PP PTC | IP55 Atex radial fan |  |  | 16080.38 |  | VP100701360
TCV 716 400 V PP PTC | IP55 Atex radial fan |  |  | 14939.72 |  | VP100701380
TCV 806 400 V PP PTC | IP55 Atex radial fan |  |  | 18095.09 |  | VP100701400
TCV 202 400 V PEel PTC Ex | IP55 Atex radial fan |  |  | 2396.22 |  | VP100702010
TCV 204 400 V PEel PTC Ex | IP55 Atex radial fan |  |  | 1977.81 |  | VP100702020
TCV 252 400 V PEel PTC Ex | IP55 Atex radial fan |  |  | 2625.99 |  | VP100702030
TCV 254 400 V PEel PTC Ex | IP55 Atex radial fan |  |  | 2314.22 |  | VP100702040
TCV 312400 V PEel PTC Ex | IP55 Atex radial fan |  |  | 3955.48 |  | VP100702050
TCV 314 400 V PEel PTC Ex | IP55 Atex radial fan |  |  | 2864.06 |  | VP100702060
TCV 316 400 V PEel PTC Ex | IP55 Atex radial fan |  |  | 2896.87 |  | VP100702070
TCV 352 400 V PEel PTC Ex | IP55 Atex radial fan |  |  | 4234.53 |  | VP100702080
TCV 354 400 V PEel PTC Ex | IP55 Atex radial fan |  |  | 3139.03 |  | VP100702090
TCV 356 400 V PEel PTC Ex | IP55 Atex radial fan |  |  | 2991.22 |  | VP100702100
TCV 454 400 V PEel PTC Ex | IP55 Atex radial fan |  |  | 4402.72 |  | VP100702110
TCV 456 400 V PEel PTC Ex | IP55 Atex radial fan |  |  | 4328.88 |  | VP100702120
TCV 504 400 V PPel PTC Ex | IP55 Atex radial fan |  |  | 20729.34 |  | VP100702130
TCV 506 400 V PPel PTC Ex | IP55 Atex radial fan |  |  | 20171.33 |  | VP100702140
TCV 564 400 V PPel PTC Ex | IP55 Atex radial fan |  |  | 22908.05 |  | VP100702150
TCV 566 400 V PPel PTC Ex | IP55 Atex radial fan |  |  | 22116.19 |  | VP100702160
TCV 634 400 V PPel PTC Ex | IP55 Atex radial fan |  |  | 25300.28 |  | VP100702170
TCV 636 400 V PPel PTC Ex | IP55 Atex radial fan |  |  | 24385.21 |  | VP100702180
TCV 714 400 V PPel PTC Ex | IP55 Atex radial fan |  |  | 36489.69 |  | VP100702190
TCV 716 400 V PPel PTC Ex | IP55 Atex radial fan |  |  | 35229.99 |  | VP100702200
TCV 806 400 V PPel PTC Ex | IP55 Atex radial fan |  |  | 41717.12 |  | VP100702210
Plastic duct and fittings for acidproof fans (material PP)
DV 110 PP | end cap |  | * | 15.49 |  | PV800147010
DV 125 PP | end cap |  | * | 16.15 |  | PV800147020
DV 140 PP | end cap |  | * | 18.54 |  | PV800147030
DV 160 PP | end cap |  | * | 19.06 |  | PV800147040
DV 180 PP | end cap |  | * | 23.52 |  | PV800147050
DV 200 PP | end cap |  | * | 31.82 |  | PV800147060
DV 225 PP | end cap |  | * | 32.39 |  | PV800147070
DV 250 PP | end cap |  | * | 33.89 |  | PV800147080
DV 280 PP | end cap |  | * | 37.18 |  | PV800147090
DV 315 PP | end cap |  | * | 43.79 |  | PV800147100
DV 355 PP | end cap |  | * | 56.04 |  | PV800147110
DV 400 PP | end cap |  | * | 71.72 |  | PV800147120
DV 450 PP | end cap |  | * | 87.54 |  | PV800147130
DV 500 PP | end cap |  | * | 91.39 |  | PV800147140
DV 560 PP | end cap |  | * | 117.53 |  | PV800147150
DV 630 PP | end cap |  | * | 131.62 |  | PV800147160
DV 710 PP | end cap |  | * | 147.53 |  | PV800147170
DV 800 PP | end cap |  | * | 165.22 |  | PV800147180
DV 900 PP | end cap |  | * | 184.84 |  | PV800147190
DV 1000 PP | end cap |  | * | 207.23 |  | PV800147200
DV 1250 PP | end cap |  | * | 310.83 |  | PV800147210
HV 110 PP EP2 | exhaust header |  | * | 137.2 |  | PV800114020
HV 125 PP EP2 | exhaust header |  | * | 146.87 |  | PV800114030
HV 140 PP EP2 | exhaust header |  | * | 153.91 |  | PV800114040
HV 160 PP EP2 | exhaust header |  | * | 156.78 |  | PV800114050
HV 180 PP EP2 | exhaust header |  | * | 187.99 |  | PV800114060
HV 200 PP EP2 | exhaust header |  | * | 222.87 |  | PV800114070
HV 225 PP EP2 | exhaust header |  | * | 230.09 |  | PV800114080
HV 250 PP EP2 | exhaust header |  | * | 259.29 |  | PV800114090
HV 280 PP EP2 | exhaust header |  | * | 330.82 |  | PV800114100
HV 315 PP EP2 | exhaust header |  | * | 340.92 |  | PV800114110
HV 355 PP EP2 | exhaust header |  | * | 394.19 |  | PV800114120
HV 400 PP EP2 | exhaust header |  | * | 440.66 |  | PV800114130
HV 450 PP EP2 | exhaust header |  | * | 530.64 |  | PV800114140
HV 500 PP EP2 | exhaust header |  | * | 655.73 |  | PV800114150
HV 560 PP EP2 | exhaust header |  | * | 828.89 |  | PV800114160
HV 630 PP EP2 | exhaust header |  | * | 947.04 |  | PV800114170
HV 710 PP EP2 | exhaust header |  | * | 1217.69 |  | PV800114180
HV 800 PP EP2 | exhaust header |  | * | 1311.94 |  | PV800114190
HV 900 PP EP2 | exhaust header |  | * | 1684.63 |  | PV800114200
HV 1000 PP EP2 | exhaust header |  | * | 1967.49 |  | PV800114210
HV 1250 PP EP2 | exhaust header |  | * | 2333.14 |  | PV800114220
KKR 75 PP EP2 | manual adjustment damper |  | * | 82.61 |  | PV800111010
KKR 90 PP EP2 | manual adjustment damper |  | * | 82.61 |  | PV800111020
KKR 110 PP EP2 | manual adjustment damper |  | * | 82.61 |  | PV800111030
KKR 125 PP EP2 | manual adjustment damper |  | * | 85.66 |  | PV800111040
KKR 140 PP EP2 | manual adjustment damper |  | * | 99.79 |  | PV800111050
KKR 160 PP EP2 | manual adjustment damper |  | * | 102.8 |  | PV800111060
KKR 180 PP EP2 | manual adjustment damper |  | * | 109.09 |  | PV800111070
KKR 200 PP EP2 | manual adjustment damper |  | * | 111.1 |  | PV800111080
KKR 225 PP EP2 | manual adjustment damper |  | * | 153.77 |  | PV800111090
KKR 250 PP EP2 | manual adjustment damper |  | * | 164.24 |  | PV800111100
KKR 280 PP EP2 | manual adjustment damper |  | * | 169.31 |  | PV800111110
KKR 315 PP EP2 | manual adjustment damper |  | * | 261.21 |  | PV800111120
KKR 355 PP EP2 | manual adjustment damper |  | * | 346.5 |  | PV800111130
KKR 400 PP EP2 | manual adjustment damper |  | * | 400.25 |  | PV800111140
KKR 450 PP EP2 | manual adjustment damper |  | * | 453.15 |  | PV800111150
KKR 500 PP EP2 | manual adjustment damper |  | * | 518.39 |  | PV800111160
KKR 560 PP EP2 | manual adjustment damper |  | * | 612.97 |  | PV800111170
KKR 630 PP EP2 | manual adjustment damper |  | * | 687.32 |  | PV800111180
KKR 710 PP EP2 | manual adjustment damper |  | * | 879.07 |  | PV800111190
KKR 800 PP EP2 | manual adjustment damper |  | * | 785.94 |  | PV800111200
KKR 900 PP EP2 | manual adjustment damper |  | * | 1261.48 |  | PV800111210
KKR 1000 PP EP2 | manual adjustment damper |  | * | 1475.57 |  | PV800111220
KKR 1250 PP EP2 | manual adjustment damper |  | * | 1749.83 |  | PV800111230
KKS 75 PP EP2 | adjustment damper, preparation for actuator |  | * | on request |  | PV800112010
KKS 90 PP EP2 | adjustment damper, preparation for actuator |  | * | on request |  | PV800112020
KKS 110 PP EP2 | adjustment damper, preparation for actuator |  | * | on request |  | PV800112030
KKS 125 PP EP2 | adjustment damper, preparation for actuator |  | * | on request |  | PV800112040
KKS 140 PP EP2 | adjustment damper, preparation for actuator |  | * | on request |  | PV800112050
KKS 160 PP EP2 | adjustment damper, preparation for actuator |  | * | on request |  | PV800112060
KKS 180 PP EP2 | adjustment damper, preparation for actuator |  | * | on request |  | PV800112070
KKS 200 PP EP2 | adjustment damper, preparation for actuator |  | * | on request |  | PV800112080
KKS 225 PP EP2 | adjustment damper, preparation for actuator |  | * | on request |  | PV800112090
KKS 250 PP EP2 | adjustment damper, preparation for actuator |  | * | on request |  | PV800112100
KKS 280 PP EP2 | adjustment damper, preparation for actuator |  | * | on request |  | PV800112110
KKS 315 PP EP2 | adjustment damper, preparation for actuator |  | * | on request |  | PV800112120
KKS 355 PP EP2 | adjustment damper, preparation for actuator |  | * | on request |  | PV800112130
KKS 400 PP EP2 | adjustment damper, preparation for actuator |  | * | on request |  | PV800112140
KKS 450 PP EP2 | adjustment damper, preparation for actuator |  | * | on request |  | PV800112150
KKS 500 PP EP2 | adjustment damper, preparation for actuator |  | * | on request |  | PV800112160
KKS 560 PP EP2 | adjustment damper, preparation for actuator |  | * | on request |  | PV800112170
KKS 630 PP EP2 | adjustment damper, preparation for actuator |  | * | on request |  | PV800112180
KKS 710 PP EP2 | adjustment damper, preparation for actuator |  | * | on request |  | PV800112190
KKS 800 PP EP2 | adjustment damper, preparation for actuator |  | * | on request |  | PV800112200
KKS 900 PP EP2 | adjustment damper, preparation for actuator |  | * | on request |  | PV800112210
KKS 1000 PP EP2 | adjustment damper, preparation for actuator |  | * | on request |  | PV800112220
KKS 1250 PP EP2 | adjustment damper, preparation for actuator |  | * | on request |  | PV800112230
KZH 110 PP | horizontal back draft shutter |  | * | 66.09 |  | PV800109010
KZH 125 PP | horizontal back draft shutter |  | * | 68.53 |  | PV800109020
KZH 140 PP | horizontal back draft shutter |  | * | 79.8 |  | PV800109030
KZH 160 PP | horizontal back draft shutter |  | * | 82.14 |  | PV800109040
KZH 180 PP | horizontal back draft shutter |  | * | 87.26 |  | PV800109050
KZH 200 PP | horizontal back draft shutter |  | * | 88.86 |  | PV800109060
KZH 225 PP | horizontal back draft shutter |  | * | 122.93 |  | PV800109070
KZH 250 PP | horizontal back draft shutter |  | * | 131.62 |  | PV800109080
KZH 280 PP | horizontal back draft shutter |  | * | 135.37 |  | PV800109090
KZH 315 PP | horizontal back draft shutter |  | * | 208.92 |  | PV800109100
KZH 355 PP | horizontal back draft shutter |  | * | 277.17 |  | PV800109110
KZH 400 PP | horizontal back draft shutter |  | * | 320.22 |  | PV800109120
KZH 450 PP | horizontal back draft shutter |  | * | 362.46 |  | PV800109130
KZH 500 PP | horizontal back draft shutter |  | * | 414.7 |  | PV800109140
KZH 560 PP | horizontal back draft shutter |  | * | 490.42 |  | PV800109150
KZH 630 PP | horizontal back draft shutter |  | * | 549.84 |  | PV800109160
KZH 710 PP | horizontal back draft shutter |  | * | 628.79 |  | PV800109170
KZH 800 PP | horizontal back draft shutter |  | * | 788.2 |  | PV800109180
KZV 75 PP | vertical back draft shutter |  | * | 74.35 |  | PV800110010
KZV 90 PP | vertical back draft shutter |  | * | 74.35 |  | PV800110020
KZV 110 PP | vertical back draft shutter |  | * | 74.35 |  | PV800110030
KZV 125 PP | vertical back draft shutter |  | * | 77.07 |  | PV800110040
KZV 140 PP | vertical back draft shutter |  | * | 89.84 |  | PV800110050
KZV 160 PP | vertical back draft shutter |  | * | 92.56 |  | PV800110060
KZV 180 PP | vertical back draft shutter |  | * | 98.2 |  | PV800110070
KZV 200 PP | vertical back draft shutter |  | * | 99.98 |  | PV800110080
KZV 225 PP | vertical back draft shutter |  | * | 138.28 |  | PV800110090
KZV 250 PP | vertical back draft shutter |  | * | 147.81 |  | PV800110100
KZV 280 PP | vertical back draft shutter |  | * | 152.46 |  | PV800110110
KZV 315 PP | vertical back draft shutter |  | * | 235.21 |  | PV800110120
KZV 355 PP | vertical back draft shutter |  | * | 311.77 |  | PV800110130
KZV 400 PP | vertical back draft shutter |  | * | 360.11 |  | PV800110140
KZV 450 PP | vertical back draft shutter |  | * | 407.76 |  | PV800110150
KZV 500 PP | vertical back draft shutter |  | * | 466.48 |  | PV800110160
KZV 560 PP | vertical back draft shutter |  | * | 551.62 |  | PV800110170
KZV 630 PP | vertical back draft shutter |  | * | 618.56 |  | PV800110180
KZV 710 PP | vertical back draft shutter |  | * | 707.37 |  | PV800110190
KZV 800 PP | vertical back draft shutter |  | * | 887.57 |  | PV800110200
MK 110 PP | protective grille |  | * | 19.76 |  | PV800116010
MK 125 PP | protective grille |  | * | 21.26 |  | PV800116020
MK 140 PP | protective grille |  | * | 22.06 |  | PV800116030
MK 160 PP | protective grille |  | * | 22.86 |  | PV800116040
MK 180 PP | protective grille |  | * | 33.7 |  | PV800116050
MK 200 PP | protective grille |  | * | 53.18 |  | PV800116060
MK 225 PP | protective grille |  | * | 58.72 |  | PV800116070
MK 250 PP | protective grille |  | * | 73.6 |  | PV800116080
MK 280 PP | protective grille |  | * | 77.21 |  | PV800116090
MK 315 PP | protective grille |  | * | 84.54 |  | PV800116100
MK 355 PP | protective grille |  | * | 104.49 |  | PV800116110
MK 400 PP | protective grille |  | * | 118 |  | PV800116120
MK 450 PP | protective grille |  | * | 178.7 |  | PV800116130
MK 500 PP | protective grille |  | * | 214.32 |  | PV800116140
MK 560 PP | protective grille |  | * | 263.33 |  | PV800116150
MK 630 PP | protective grille |  | * | 320.03 |  | PV800116160
MK 710 PP | protective grille |  | * | 350.21 |  | PV800116170
MK 800 PP | protective grille |  | * | 442.26 |  | PV800116180
MK 900 PP | protective grille |  | * | 595.89 |  | PV800116190
MK 1000 PP | protective grille |  | * | 680.75 |  | PV800116200
MK 1250 PP | protective grille |  | * | 787.02 |  | PV800116210
NAPV1 110 PP | connection piece for flexible connection |  | * | 16.15 |  | PV800121010
NAPV1 125 PP | connection piece for flexible connection |  | * | 16.9 |  | PV800121020
NAPV1 140 PP | connection piece for flexible connection |  | * | 19.29 |  | PV800121030
NAPV1 160 PP | connection piece for flexible connection |  | * | 19.95 |  | PV800121040
NAPV1 180 PP | connection piece for flexible connection |  | * | 24.64 |  | PV800121050
NAPV1 200 PP | connection piece for flexible connection |  | * | 33.28 |  | PV800121060
NAPV1 225 PP | connection piece for flexible connection |  | * | 33.89 |  | PV800121070
NAPV1 250 PP | connection piece for flexible connection |  | * | 35.53 |  | PV800121080
NAPV1 280 PP | connection piece for flexible connection |  | * | 39.01 |  | PV800121090
NAPV1 315 PP | connection piece for flexible connection |  | * | 45.86 |  | PV800121100
NAPV2 110 PP | connection piece for flexible connection |  | * | on request |  | PV800122010
NAPV2 125 PP | connection piece for flexible connection |  | * | on request |  | PV800122020
NAPV2 140 PP | connection piece for flexible connection |  | * | on request |  | PV800122030
NAPV2 160 PP | connection piece for flexible connection |  | * | on request |  | PV800122040
NAPV2 180 PP | connection piece for flexible connection |  | * | on request |  | PV800122050
NAPV2 200 PP | connection piece for flexible connection |  | * | on request |  | PV800122060
NAPV2 225 PP | connection piece for flexible connection |  | * | on request |  | PV800122070
NAPV2 250 PP | connection piece for flexible connection |  | * | on request |  | PV800122080
NAPV2 280 PP | connection piece for flexible connection |  | * | on request |  | PV800122090
NAPV2 315 PP | connection piece for flexible connection |  | * | on request |  | PV800122100
NI 110 PP | inside connection |  | * | 10.98 |  | PV800120010
NI 125 PP | inside connection |  | * | 11.88 |  | PV800120020
NI 140 PP | inside connection |  | * | 13.47 |  | PV800120030
NI 160 PP | inside connection |  | * | 13.89 |  | PV800120040
NI 180 PP | inside connection |  | * | 17.18 |  | PV800120050
NI 200 PP | inside connection |  | * | 23.09 |  | PV800120060
NI 225 PP | inside connection |  | * | 23.61 |  | PV800120070
NI 250 PP | inside connection |  | * | 24.64 |  | PV800120080
NI 280 PP | inside connection |  | * | 27.18 |  | PV800120090
NI 315 PP | inside connection |  | * | 31.87 |  | PV800120100
OBJ 45° 125/110 PP | T-piece 45° |  | * | on request |  | PV800125020
OBJ 45° 125/125 PP | T-piece 45° |  | * | on request |  | PV800125030
OBJ 45° 140/125 PP | T-piece 45° |  | * | on request |  | PV800125041
OBJ 45° 140/140 PP | T-piece 45° |  | * | on request |  | PV800125050
OBJ 45° 160/125 PP | T-piece 45° |  | * | on request |  | PV800125058
OBJ 45° 160/140 PP | T-piece 45° |  | * | on request |  | PV800125060
OBJ 45° 160/160 PP | T-piece 45° |  | * | on request |  | PV800125070
OBJ 45° 180/160 PP | T-piece 45° |  | * | on request |  | PV800125080
OBJ 45° 180/180 PP | T-piece 45° |  | * | on request |  | PV800125090
OBJ 45° 200/125 PP | T-piece 45° |  | * | on request |  | PV800125095
OBJ 45° 200/160 PP | T-piece 45° |  | * | on request |  | PV800125100
OBJ 45° 200/180 PP | T-piece 45° |  | * | on request |  | PV800125110
OBJ 45° 200/200 PP | T-piece 45° |  | * | on request |  | PV800125120
OBJ 45° 225/160 PP | T-piece 45° |  | * | on request |  | PV800125130
OBJ 45° 225/180 PP | T-piece 45° |  | * | on request |  | PV800125140
OBJ 45° 225/200 PP | T-piece 45° |  | * | on request |  | PV800125150
OBJ 45° 225/225 PP | T-piece 45° |  | * | on request |  | PV800125160
OBJ 45° 250/160 PP | T-piece 45° |  | * | on request |  | PV800125170
OBJ 45° 250/180 PP | T-piece 45° |  | * | on request |  | PV800125180
OBJ 45° 250/200 PP | T-piece 45° |  | * | on request |  | PV800125190
OBJ 45° 250/225 PP | T-piece 45° |  | * | on request |  | PV800125200
OBJ 45° 250/250 PP | T-piece 45° |  | * | on request |  | PV800125210
OBJ 45° 280/160 PP | T-piece 45° |  | * | on request |  | PV800125220
OBJ 45° 280/180 PP | T-piece 45° |  | * | on request |  | PV800125230
OBJ 45° 280/200 PP | T-piece 45° |  | * | on request |  | PV800125240
OBJ 45° 280/225 PP | T-piece 45° |  | * | on request |  | PV800125250
OBJ 45° 280/250 PP | T-piece 45° |  | * | on request |  | PV800125260
OBJ 45° 280/280 PP | T-piece 45° |  | * | on request |  | PV800125270
OBJ 45° 315/160 PP | T-piece 45° |  | * | on request |  | PV800125280
OBJ 45° 315/180 PP | T-piece 45° |  | * | on request |  | PV800125290
OBJ 45° 315/200 PP | T-piece 45° |  | * | on request |  | PV800125300
OBJ 45° 315/225 PP | T-piece 45° |  | * | on request |  | PV800125310
OBJ 45° 315/250 PP | T-piece 45° |  | * | on request |  | PV800125320
OBJ 45° 315/280 PP | T-piece 45° |  | * | on request |  | PV800125330
OBJ 45° 315/315 PP | T-piece 45° |  | * | on request |  | PV800125340
OBJ 90° 110/110 PP | T-piece 90° |  | * | 42.67 |  | PV800123010
OBJ 90° 125/110 PP | T-piece 90° |  | * | 47.88 |  | PV800123020
OBJ 90° 125/125 PP | T-piece 90° |  | * | 47.88 |  | PV800123030
OBJ 90° 140/125 PP | T-piece 90° |  | * | 64.78 |  | PV800123040
OBJ 90° 140/140 PP | T-piece 90° |  | * | 64.78 |  | PV800123050
OBJ 90° 160/140 PP | T-piece 90° |  | * | 67.97 |  | PV800123060
OBJ 90° 160/160 PP | T-piece 90° |  | * | 67.97 |  | PV800123070
OBJ 90° 180/160 PP | T-piece 90° |  | * | 75.9 |  | PV800123080
OBJ 90° 180/180 PP | T-piece 90° |  | * | 75.9 |  | PV800123090
OBJ 90° 200/160 PP | T-piece 90° |  | * | 83.18 |  | PV800123100
OBJ 90° 200/180 PP | T-piece 90° |  | * | 83.18 |  | PV800123110
OBJ 90° 200/200 PP | T-piece 90° |  | * | 83.18 |  | PV800123120
OBJ 90° 225/160 PP | T-piece 90° |  | * | 94.3 |  | PV800123130
OBJ 90° 225/180 PP | T-piece 90° |  | * | 94.3 |  | PV800123140
OBJ 90° 225/200 PP | T-piece 90° |  | * | 94.3 |  | PV800123150
OBJ 90° 225/225 PP | T-piece 90° |  | * | 94.3 |  | PV800123160
OBJ 90° 250/160 PP | T-piece 90° |  | * | 104.91 |  | PV800123170
OBJ 90° 250/180 PP | T-piece 90° |  | * | 104.91 |  | PV800123180
OBJ 90° 250/200 PP | T-piece 90° |  | * | 104.91 |  | PV800123190
OBJ 90° 250/225 PP | T-piece 90° |  | * | 104.91 |  | PV800123200
OBJ 90° 250/250 PP | T-piece 90° |  | * | 104.91 |  | PV800123210
OBJ 90° 280/160 PP | T-piece 90° |  | * | 145.18 |  | PV800123220
OBJ 90° 280/180 PP | T-piece 90° |  | * | 145.18 |  | PV800123230
OBJ 90° 280/200 PP | T-piece 90° |  | * | 145.18 |  | PV800123240
OBJ 90° 280/225 PP | T-piece 90° |  | * | 145.18 |  | PV800123250
OBJ 90° 280/250 PP | T-piece 90° |  | * | 145.18 |  | PV800123260
OBJ 90° 280/280 PP | T-piece 90° |  | * | 145.18 |  | PV800123270
OBJ 90° 315/160 PP | T-piece 90° |  | * | 163.02 |  | PV800123280
OBJ 90° 315/180 PP | T-piece 90° |  | * | 163.02 |  | PV800123290
OBJ 90° 315/200 PP | T-piece 90° |  | * | 163.02 |  | PV800123300
OBJ 90° 315/225 PP | T-piece 90° |  | * | 163.02 |  | PV800123310
OBJ 90° 315/250 PP | T-piece 90° |  | * | 163.02 |  | PV800123320
OBJ 90° 315/280 PP | T-piece 90° |  | * | 163.02 |  | PV800123330
OBJ 90° 315/315 PP | T-piece 90° |  | * | 184.61 |  | PV800123340
OBS 90° 110/110 PP | X-piece 90° |  | * | 58.34 |  | PV800132010
OBS 90° 125/110 PP | X-piece 90° |  | * | 65.43 |  | PV800132020
OBS 90° 125/125 PP | X-piece 90° |  | * | 65.43 |  | PV800132030
OBS 90° 140/125 PP | X-piece 90° |  | * | 80.27 |  | PV800132040
OBS 90° 140/140 PP | X-piece 90° |  | * | 80.27 |  | PV800132050
OBS 90° 160/140 PP | X-piece 90° |  | * | 92.84 |  | PV800132060
OBS 90° 160/160 PP | X-piece 90° |  | * | 92.84 |  | PV800132070
OBS 90° 180/160 PP | X-piece 90° |  | * | 103.69 |  | PV800132080
OBS 90° 180/180 PP | X-piece 90° |  | * | 103.69 |  | PV800132090
OBS 90° 200/160 PP | X-piece 90° |  | * | 113.5 |  | PV800132100
OBS 90° 200/180 PP | X-piece 90° |  | * | 113.5 |  | PV800132110
OBS 90° 200/200 PP | X-piece 90° |  | * | 113.5 |  | PV800132120
OBS 90° 225/160 PP | X-piece 90° |  | * | 123.78 |  | PV800132130
OBS 90° 225/180 PP | X-piece 90° |  | * | 123.78 |  | PV800132140
OBS 90° 225/200 PP | X-piece 90° |  | * | 123.78 |  | PV800132150
OBS 90° 225/225 PP | X-piece 90° |  | * | 123.78 |  | PV800132160
OBS 90° 250/160 PP | X-piece 90° |  | * | 143.16 |  | PV800132170
OBS 90° 250/180 PP | X-piece 90° |  | * | 143.16 |  | PV800132180
OBS 90° 250/200 PP | X-piece 90° |  | * | 143.16 |  | PV800132190
OBS 90° 250/225 PP | X-piece 90° |  | * | 143.16 |  | PV800132200
OBS 90° 250/250 PP | X-piece 90° |  | * | 143.16 |  | PV800132210
OBS 90° 280/160 PP | X-piece 90° |  | * | 197.1 |  | PV800132220
OBS 90° 280/180 PP | X-piece 90° |  | * | 197.1 |  | PV800132230
OBS 90° 280/200 PP | X-piece 90° |  | * | 197.1 |  | PV800132240
OBS 90° 280/225 PP | X-piece 90° |  | * | 197.1 |  | PV800132250
OBS 90° 280/250 PP | X-piece 90° |  | * | 197.1 |  | PV800132260
OBS 90° 280/280 PP | X-piece 90° |  | * | 197.1 |  | PV800132270
OBS 90° 315/160 PP | X-piece 90° |  | * | 221.13 |  | PV800132280
OBS 90° 315/180 PP | X-piece 90° |  | * | 221.13 |  | PV800132290
OBS 90° 315/200 PP | X-piece 90° |  | * | 221.13 |  | PV800132300
OBS 90° 315/225 PP | X-piece 90° |  | * | 221.13 |  | PV800132310
OBS 90° 315/250 PP | X-piece 90° |  | * | 221.13 |  | PV800132320
OBS 90° 315/280 PP | X-piece 90° |  | * | 221.13 |  | PV800132330
OBS 90° 315/315 PP | X-piece 90° |  | * | 221.13 |  | PV800132340
OL 110/30° PP | bend 30° |  | * | 26.66 |  | PV800107010
OL 125/30° PP | bend 30° |  | * | 29.81 |  | PV800107020
OL 140/30° PP | bend 30° |  | * | 36.8 |  | PV800107030
OL 160/30 °PP | bend 30° |  | * | 42.67 |  | PV800107040
OL 180/30° PP | bend 30° |  | * | 47.88 |  | PV800107050
OL 200/30° PP | bend 30° |  | * | 52.2 |  | PV800107060
OL 225/30° PP | bend 30° |  | * | 59.24 |  | PV800107070
OL 250/30° PP | bend 30° |  | * | 65.95 |  | PV800107080
OL 280/30° PP | bend 30° |  | * | 92 |  | PV800107090
OL 315/30° PP | bend 30° |  | * | 103.45 |  | PV800107100
OL 110/45° PP | bend 45° |  | * | 32.81 |  | PV800106010
OL 125/45° PP | bend 45° |  | * | 36.99 |  | PV800106020
OL 140/45° PP | bend 45° |  | * | 45.95 |  | PV800106030
OL 160/45 °PP | bend 45° |  | * | 53.18 |  | PV800106040
OL 180/45° PP | bend 45° |  | * | 59.38 |  | PV800106050
OL 200/45° PP | bend 45° |  | * | 64.96 |  | PV800106060
OL 225/45° PP | bend 45° |  | * | 73.83 |  | PV800106070
OL 250/45° PP | bend 45° |  | * | 82.1 |  | PV800106080
OL 280/45° PP | bend 45° |  | * | 115.47 |  | PV800106090
OL 315/45° PP | bend 45° |  | * | 129.69 |  | PV800106100
OL 355/45° PP | bend 45° |  | * | 146.82 |  | PV800106110
OL 110/60° PP | bend 60° |  | * | 32.81 |  | PV800105010
OL 125/60° PP | bend 60° |  | * | 36.99 |  | PV800105020
OL 140/60° PP | bend 60° |  | * | 45.95 |  | PV800105030
OL 160/60 °PP | bend 60° |  | * | 53.18 |  | PV800105040
OL 180/60° PP | bend 60° |  | * | 59.38 |  | PV800105050
OL 200/60° PP | bend 60° |  | * | 64.96 |  | PV800105060
OL 225/60° PP | bend 60° |  | * | 73.83 |  | PV800105070
OL 250/60° PP | bend 60° |  | * | 82.1 |  | PV800105080
OL 280/60° PP | bend 60° |  | * | 115.47 |  | PV800105090
OL 315/60° PP | bend 60° |  | * | 129.69 |  | PV800105100
OL 110/90° PP | bend 90° |  | * | 39.76 |  | PV800104010
OL 125/90° PP | bend 90° |  | * | 46.33 |  | PV800104020
OL 140/90° PP | bend 90° |  | * | 55.86 |  | PV800104030
OL 160/90° PP | bend 90° |  | * | 69.94 |  | PV800104040
OL 180/90° PP | bend 90° |  | * | 72.33 |  | PV800104050
OL 200/90° PP | bend 90° |  | * | 79.09 |  | PV800104060
OL 225/90° PP | bend 90° |  | * | 89.89 |  | PV800104070
OL 250/90° PP | bend 90° |  | * | 99.98 |  | PV800104080
OL 280/90° PP | bend 90° |  | * | 141.47 |  | PV800104090
OL 315/90° PP | bend 90° |  | * | 158.84 |  | PV800104100
OL 355/90° PP | bend 90° |  | * | 179.82 |  | PV800104110
PRO 125/75-300 PP | reducer |  | * | 38.63 |  | PV800117008
PRO 125/90-300 PP | reducer |  | * | 38.63 |  | PV800117009
PRO 125/110-300 PP | reducer |  | * | 38.63 |  | PV800117010
PRO 140/75-300 PP | reducer |  | * | on request |  | PV800117015
PRO 140/125-300 PP | reducer |  | * | 47.36 |  | PV800117020
PRO 160/110-300 PP | reducer |  | * | 54.78 |  | PV800117022
PRO 160/125-300 PP | reducer |  | * | 54.78 |  | PV800117025
PRO 160/140-300 PP | reducer |  | * | 54.78 |  | PV800117030
PRO 180/160-300 PP | reducer |  | * | 61.26 |  | PV800117040
PRO 200/160-300 PP | reducer |  | * | 66.98 |  | PV800117050
PRO 200/180-300 PP | reducer |  | * | 66.98 |  | PV800117060
PRO 225/160-300 PP | reducer |  | * | 75.85 |  | PV800117070
PRO 225/180-300 PP | reducer |  | * | 75.85 |  | PV800117080
PRO 225/200-300 PP | reducer |  | * | 75.85 |  | PV800117090
PRO 250/160-300 PP | reducer |  | * | 84.49 |  | PV800117100
PRO 250/180-300 PP | reducer |  | * | 84.49 |  | PV800117110
PRO 250/200-300 PP | reducer |  | * | 84.49 |  | PV800117120
PRO 250/225-300 PP | reducer |  | * | 84.49 |  | PV800117130
PRO 280/160-300 PP | reducer |  | * | 115.47 |  | PV800117140
PRO 280/180-300 PP | reducer |  | * | 115.47 |  | PV800117150
PRO 280/200-300 PP | reducer |  | * | 115.47 |  | PV800117160
PRO 280/225-300 PP | reducer |  | * | 115.47 |  | PV800117170
PRO 280/250-300 PP | reducer |  | * | 115.47 |  | PV800117180
PRO 315/160-300 PP | reducer |  | * | 129.46 |  | PV800117190
PRO 315/180-300 PP | reducer |  | * | 129.46 |  | PV800117200
PRO 315/200-300 PP | reducer |  | * | 129.46 |  | PV800117210
PRO 315/225-300 PP | reducer |  | * | 129.46 |  | PV800117220
PRO 315/250-300 PP | reducer |  | * | 129.46 |  | PV800117230
PRO 315/280-300 PP | reducer |  | * | 129.46 |  | PV800117240
PV 75 PE/PVC | flexible connection |  | * | 43.75 |  | PV800149010
PV 90 PE/PVC | flexible connection |  | * | 43.75 |  | PV800149020
PV 100 PE/PVC | flexible connection |  | * | 43.75 |  | PV800149025
PV 110 PE/PVC | flexible connection |  | * | 43.75 |  | PV800149030
PV 125 PE/PVC | flexible connection |  | * | 51.21 |  | PV800149040
PV 140 PE/PVC | flexible connection |  | * | 55.43 |  | PV800149050
PV 160 PE/PVC | flexible connection |  | * | 65.29 |  | PV800149060
PV 180 PE/PVC | flexible connection |  | * | 72.9 |  | PV800149070
PV 200 PE/PVC | flexible connection |  | * | 80.97 |  | PV800149080
PV 225 PE/PVC | flexible connection |  | * | 95.52 |  | PV800149090
PV 250 PE/PVC | flexible connection |  | * | 116.88 |  | PV800149100
PV 280 PE/PVC | flexible connection |  | * | 125.51 |  | PV800149110
PV 315 PE/PVC | flexible connection |  | * | 136.54 |  | PV800149120
PV 355 PE/PVC | flexible connection |  | * | 161.84 |  | PV800149130
PV 400 PE/PVC | flexible connection |  | * | 178.04 |  | PV800149140
PV 450 PE/PVC | flexible connection |  | * | 175.36 |  | PV800149150
PV 500 PE/PVC | flexible connection |  | * | 252.25 |  | PV800149160
SK 110 PP EP2 | rain protection roof |  | * | 90.22 |  | PV800115010
SK 125 PP EP2 | rain protection roof |  | * | 97.63 |  | PV800115020
SK 140 PP EP2 | rain protection roof |  | * | 111.9 |  | PV800115030
SK 160 PP EP2 | rain protection roof |  | * | 115.05 |  | PV800115040
SK 180 PP EP2 | rain protection roof |  | * | 121.06 |  | PV800115050
SK 200 PP EP2 | rain protection roof |  | * | 124.62 |  | PV800115060
SK 225 PP EP2 | rain protection roof |  | * | 129.55 |  | PV800115070
SK 250 PP EP2 | rain protection roof |  | * | 177.48 |  | PV800115080
SK 280 PP EP2 | rain protection roof |  | * | 186.16 |  | PV800115090
SK 315 PP EP2 | rain protection roof |  | * | 191.93 |  | PV800115100
SK 355 PP EP2 | rain protection roof |  | * | 221.88 |  | PV800115110
SK 400 PP EP2 | rain protection roof |  | * | 248.02 |  | PV800115120
SK 450 PP EP2 | rain protection roof |  | * | 291.02 |  | PV800115130
SK 500 PP EP2 | rain protection roof |  | * | 404.14 |  | PV800115140
SK 560 PP EP2 | rain protection roof |  | * | 454.56 |  | PV800115150
SK 630 PP EP2 | rain protection roof |  | * | 555.19 |  | PV800115160
SK 710 PP EP2 | rain protection roof |  | * | 661.32 |  | PV800115170
SK 800 PP EP2 | rain protection roof |  | * | 767.59 |  | PV800115180
SK 900 PP EP2 | rain protection roof |  | * | 985.15 |  | PV800115190
THK 110-1000 PP EP2 | silencer, length 1000 mm |  | * | 235.68 |  | PV800113010
THK 140-1000 PP EP2 | silencer, length 1000 mm |  | * | 282.34 |  | PV800113030
THK 160-1000 PP EP2 | silencer, length 1000 mm |  | * | 302.47 |  | PV800113040
THK 180-1000 PP EP2 | silencer, length 1000 mm |  | * | 314.07 |  | PV800113050
THK 200-1000 PP EP2 | silencer, length 1000 mm |  | * | 335.71 |  | PV800113060
THK 225-1000 PP EP2 | silencer, length 1000 mm |  | * | 359.03 |  | PV800113070
THK 250-1000 PP EP2 | silencer, length 1000 mm |  | * | 392.97 |  | PV800113080
THK 280-1000 PP EP2 | silencer, length 1000 mm |  | * | 412.22 |  | PV800113090
THK 315-1000 PP EP2 | silencer, length 1000 mm |  | * | 601.71 |  | PV800113100
THK 355-1000 PP EP2 | silencer, length 1000 mm |  | * | 691.88 |  | PV800113105
THK 400-1000 PP EP2 | silencer, length 1000 mm |  | * | 754.02 |  | PV800113110
THK 450-1000 PP EP2 | silencer, length 1000 mm |  | * | 821.38 |  | PV800113120
THK 500-1000 PP EP2 | silencer, length 1000 mm |  | * | 907.51 |  | PV800113130
THK 560-1000 PP EP2 | silencer, length 1000 mm |  | * | 972.34 |  | PV800113140
THK 630-1000 PP EP2 | silencer, length 1000 mm |  | * | 1064.34 |  | PV800113150
THK 710-1000 PP EP2 | silencer, length 1000 mm |  | * | 1164.64 |  | PV800113160
THK 800-1000 PP EP2 | silencer, length 1000 mm |  | * | 1387.23 |  | PV800113170
THK 900-1000 PP EP2 | silencer, length 1000 mm |  | * | 1595.5 |  | PV800113180
THK 1000-1000 PP EP2 | silencer, length 1000 mm |  | * | 1994.19 |  | PV800113190
THK 1250-1000 PP EP2 | silencer, length 1000 mm |  | * | 2174.49 |  | PV800113200
TR 110-500 PP | duct, length 500 mm |  | * | 18.26 |  | PV800100010
TR 125-500 PP | duct, length 500 mm |  | * | 19.57 |  | PV800100020
TR 140-500 PP | duct, length 500 mm |  | * | 22.72 |  | PV800100030
TR 160-500 PP | duct, length 500 mm |  | * | 26.24 |  | PV800100040
TR 180-500 PP | duct, length 500 mm |  | * | 29.38 |  | PV800100050
TR 200-500 PP | duct, length 500 mm |  | * | 32.06 |  | PV800100060
TR 225-500 PP | duct, length 500 mm |  | * | 36.42 |  | PV800100070
TR 250-500 PP | duct, length 500 mm |  | * | 40.46 |  | PV800100080
TR 280-500 PP | duct, length 500 mm |  | * | 48.91 |  | PV800100090
TR 315-500 PP | duct, length 500 mm |  | * | 61.87 |  | PV800100100
TR 110-1000 PP | duct, length 1000 mm |  | * | 31.59 |  | PV800101010
TR 125-1000 PP | duct, length 1000 mm |  | * | 33.7 |  | PV800101020
TR 140-1000 PP | duct, length 1000 mm |  | * | 39.48 |  | PV800101030
TR 160-1000 PP | duct, length 1000 mm |  | * | 46.23 |  | PV800101040
TR 180-1000 PP | duct, length 1000 mm |  | * | 50.98 |  | PV800101050
TR 200-1000 PP | duct, length 1000 mm |  | * | 55.62 |  | PV800101060
TR 225-1000 PP | duct, length 1000 mm |  | * | 63.27 |  | PV800101070
TR 250-1000 PP | duct, length 1000 mm |  | * | 70.5 |  | PV800101080
TR 280-1000 PP | duct, length 1000 mm |  | * | 85.85 |  | PV800101090
TR 315-1000 PP | duct, length 1000 mm |  | * | 110.59 |  | PV800101100
TR 110-1500 PP | duct, length 1500 mm |  | * | 42.67 |  | PV800102010
TR 125-1500 PP | duct, length 1500 mm |  | * | 45.48 |  | PV800102020
TR 140-1500 PP | duct, length 1500 mm |  | * | 53.23 |  | PV800102030
TR 160-1500 PP | duct, length 1500 mm |  | * | 61.49 |  | PV800102040
TR 180-1500 PP | duct, length 1500 mm |  | * | 68.81 |  | PV800102050
TR 200-1500 PP | duct, length 1500 mm |  | * | 75.15 |  | PV800102060
TR 225-1500 PP | duct, length 1500 mm |  | * | 85.43 |  | PV800102070
TR 250-1500 PP | duct, length 1500 mm |  | * | 95.05 |  | PV800102080
TR 280-1500 PP | duct, length 1500 mm |  | * | 115.94 |  | PV800102090
TR 315-1500 PP | duct, length 1500 mm |  | * | 149.41 |  | PV800102100
TR 110-2000 PP | duct, length 2000 mm |  | * | 53.65 |  | PV800103010
TR 125-2000 PP | duct, length 2000 mm |  | * | 57.36 |  | PV800103020
TR 140-2000 PP | duct, length 2000 mm |  | * | 67.03 |  | PV800103030
TR 160-2000 PP | duct, length 2000 mm |  | * | 77.45 |  | PV800103040
TR 180-2000 PP | duct, length 2000 mm |  | * | 86.6 |  | PV800103050
TR 200-2000 PP | duct, length 2000 mm |  | * | 94.63 |  | PV800103060
TR 225-2000 PP | duct, length 2000 mm |  | * | 107.49 |  | PV800103070
TR 250-2000 PP | duct, length 2000 mm |  | * | 119.69 |  | PV800103080
TR 280-2000 PP | duct, length 2000 mm |  | * | 146.03 |  | PV800103090
TR 315-2000 PP | duct, length 2000 mm |  | * | 188.08 |  | PV800103100
VN 75 PP | exhaust piece |  | * | 64.49 |  | PV800148010
VN 90 PP | exhaust piece |  | * | 64.49 |  | PV800148020
VN 110 PP | exhaust piece |  | * | 48.58 |  | PV800148030
VN 125 PP | exhaust piece |  | * | 59.89 |  | PV800148040
VN 140 PP | exhaust piece |  | * | 79.84 |  | PV800148050
VN 160 PP | exhaust piece |  | * | 83.97 |  | PV800148060
VN 180 PP | exhaust piece |  | * | 86.56 |  | PV800148070
VN 200 PP | exhaust piece |  | * | 97.96 |  | PV800148080
VN 225 PP | exhaust piece |  | * | 99.13 |  | PV800148090
VN 250 PP | exhaust piece |  | * | 102.14 |  | PV800148100
VN 280 PP | exhaust piece |  | * | 106.08 |  | PV800148110
VN 315 PP | exhaust piece |  | * | 135.47 |  | PV800148120
VN 355 PP | exhaust piece |  | * | 158.32 |  | PV800148130
VN 400 PP | exhaust piece |  | * | 209.63 |  | PV800148140
VN 450 PP | exhaust piece |  | * | 293.79 |  | PV800148150
VN 500 PP | exhaust piece |  | * | 304.16 |  | PV800148160
VN 560 PP | exhaust piece |  | * | 335.89 |  | PV800148170
VN 630 PP | exhaust piece |  | * | 477.27 |  | PV800148180
VN 710 PP | exhaust piece |  | * | 544.02 |  | PV800148190
VN 800 PP | exhaust piece |  | * | 595.42 |  | PV800148200
VN 900 PP | exhaust piece |  | * | 724.36 |  | PV800148210
VN 1000 PP | exhaust piece |  | * | 848.04 |  | PV800148220
VN 1250 PP | exhaust piece |  | * | 1077.06 |  | PV800148230
VP 75 PP | flange |  | * | 13.99 |  | PV800119010
VP 90 PP | flange |  | * | 13.99 |  | PV800119020
VP 110 PP | flange |  | * | 13.99 |  | PV800119030
VP 125 PP | flange |  | * | 14.69 |  | PV800119040
VP 140 PP | flange |  | * | 27.74 |  | PV800119050
VP 160 PP | flange |  | * | 17.37 |  | PV800119060
VP 180 PP | flange |  | * | 21.4 |  | PV800119070
VP 200 PP | flange |  | * | 28.87 |  | PV800119080
VP 225 PP | flange |  | * | 29.48 |  | PV800119090
VP 250 PP | flange |  | * | 30.89 |  | PV800119100
VP 280 PP | flange |  | * | 33.84 |  | PV800119110
VP 315 PP | flange |  | * | 39.85 |  | PV800119120
CHAP. 1.10 SPECIAL FANS
CGT acoustic cabinet axial fans
wide axial fans range | IP55, -20 až +40 °C
specific design on request
diameter | 400 - 1250 mm
airflow direction | impeller - motor or motor - impeller
impeller pitch angle | 18º - 34º
number of blades | 3, 6 or 9
Accessories for CGT
PER-CR CHGT/CGT | back draft shutters |  |  | on request
CVD CHGT/CGT | rain protection louvers |  |  | on request
IAE CHGT/CGT | flexible connections |  |  | on request
HIB-P / HIT-P axial fans
HIB-800 P (0,55 kW) | IP55, 40°C axial fan |  |  | on request
HIB-1000 P (0,37 kW) | IP55, 40°C axial fan |  |  | 2126 | 5119229800 | SP170100130
HIB-1000 P (0,55 kW) | IP55, 40°C axial fan |  |  | 2181.15 | 5119229900 | SP170100140
HIB-1000 P (0,75 kW) | IP55, 40°C axial fan |  |  | 2212.65 | 5119230000 | SP170100150
HIB-1250 P (0,75 kW) | IP55, 40°C axial fan |  |  | 2319.81 | 5119230100 | SP170100160
HIB-1250 P (1,1 kW) | IP55, 40°C axial fan |  |  | 2413.36 | 5119230200 | SP170100170
HIT-800 P (0,55 kW) | IP55, 40°C axial fan |  |  | on request
HIT-1000 P (0,37 kW) | IP55, 40°C axial fan |  |  | 2382.8 | 5119230600 | SP170100030
HIT-1000 P (0,55 kW) | IP55, 40°C axial fan |  |  | 2487.52 | 5119230700 | SP170100040
HIT-1000 P (0,75 kW) | IP55, 40°C axial fan |  |  | 2566.14 | 5119230800 | SP170100050
HIT-1250 P (0,75 kW) | IP55, 40°C axial fan |  |  | 2904.9 | 5119230900 | SP170100060
HIT-1250 P (1,1 kW) | IP55, 40°C axial fan |  |  | 3075.9 | 5119231000 | SP170100070
HIT-1250 P (1,5 kW) | IP55, 40°C axial fan |  |  | 3187.19 | 5119231100 | SP170100080
SG Kit 800 | protection grille for HIB/HIT |  | * | 85.8 | 5416488400 | SP170100210
BO Kit 800 | blinds for HIB/HIT |  |  | 908.83 |  | SP170100240
SG Kit 1000 | protection grille for HIB/HIT |  |  | 96.08 | 5416489200 | SP170100220
BO Kit 1000 | blinds for HIB/HIT |  |  | 1182.72 |  | SP170100250
SG Kit 1250 | protection grille for HIB/HIT |  | * | 108.57 | 5416490000 | SP170100230
BO Kit 1250 | blinds for HIB/HIT |  |  | 1631.92 |  | SP170100260
HTB ceiling fans / destratifiers
HTB 2500 | 40°C ceiling fan |  |  | 1405.63 | 5316999700 | SP290100400
HTB 3000 | 40°C ceiling fan | o |  | 1537.53 | 5316999800 | SP290100410
HTB-75 RC | IP44, 40°C ceiling fan | o |  | 170.9 | 5316999200 | SP290100310
HTB-90 RC | IP44, 40°C ceiling fan | o |  | 196.25 | 5316999300 | SP290100320
HTB-140 RC | IP44, 40°C ceiling fan | o |  | 209.3 | 5316999500 | SP290100330
HTB-150 RC | IP44, 40°C ceiling fan | o |  | 220.57 | 5316999400 | SP290100340
HTB RC KIT | wireless controler with timer for HTB RC | o |  | 43.98 | 5401630500 | SP290100300
IFAB jet radial fans for underground garages ventilation
IFAB-C | IP44, 40°C jet radial fan |  |  | 1471.58 | 5143949600 | SP292600010
IFEB-C | IP44, 40°C jet radial fan with EC motor |  |  | 1979.88 | 5143951500 | SP292600030
PBB / PBT mobile axial fans
PBB/4-315 | IP65, 70°C mobile axial fan |  |  | 1288.66 | 5118608800 | SP164100010
PBB/4-400 | IP65, 70°C mobile axial fan |  |  | 1934.11 | 5118609600 | SP164100020
PBB/4-450 | IP65, 70°C mobile axial fan |  |  | 2170.07 | 5118616100 | SP164100025
PBB/4-560 | IP65, 70°C mobile axial fan |  |  | 2525.26 | 5118617900 | SP164100035
PBB/4-630 | IP65, 70°C mobile axial fan |  |  | 2841.67 | 5118610400 | SP164100045
PBT/4-315 | IP65, 70°C mobile axial fan |  |  | 1297.48 | 5118020600 | SP164100050
PBT/4-400 | IP65, 70°C mobile axial fan |  |  | 1954.3 | 5118019800 | SP164100060
PBT/4-450 | IP65, 70°C mobile axial fan |  |  | 2120.65 | 5118017200 | SP164100065
PBT/4-560 | IP65, 70°C mobile axial fan |  |  | 2522.91 | 5118014900 | SP164100075
PBT/4-630 | IP65, 70°C mobile axial fan |  |  | 2819.89 | 5118018000 | SP164100085
TCMB flue gas fans
TCMB 150 | IP34 flue gas fan |  |  | 1060.72 |  | UED500200010
TCMB 200 | IP34 flue gas fan |  |  | 1173.61 |  | UED500200020
TET axial fans
TET/2-400 | IP55, 150°C axial fan |  |  | 4003.22 | 5105002900 | SP190100020
TET/4-400 | IP44, 150°C axial fan |  |  | 3666.9 | 5105001100 | SP190100040
TET/4-600 | IP44, 150°C axial fan |  |  | 4955.04 | 5105004500 | SP190100050
TET/6-600 | IP55, 150°C axial fan |  |  | 4935 | 5105003700 | SP190100070
TTT-N axial fans
TTT/4-450 L N | IP55, 120°C axial fan |  |  | 2451.61 | 5115410000 | SP188100010
TTT/4-450 H N | IP55, 120°C axial fan |  |  | 2627.54 | 5115410100 | SP188100020
TTT/4-500 L N | IP55, 120°C axial fan |  |  | 2549.15 | 5115410200 | SP188100030
TTT/4-500 H N | IP55, 120°C axial fan |  |  | 2687.57 | 5115410300 | SP188100040
TTT/4-560 L N | IP55, 120°C axial fan |  |  | 2822.43 | 5115410400 | SP188100050
TTT/4-560 H N | IP55, 120°C axial fan |  |  | 2989.2 | 5115410500 | SP188100060
TTT/4-630 L N | IP55, 120°C axial fan |  |  | 3013.38 | 5115410600 | SP188100070
TTT/4-630 H N | IP55, 120°C axial fan |  |  | 3230.66 | 5115410700 | SP188100080
TTT/4-710 L N | IP55, 120°C axial fan |  |  | 3540.22 | 5115418900 | SP188100090
TTT/4-710 G N | IP55, 120°C axial fan |  |  | 3491.73 | 5115419000 | SP188100100
TTT/4-710 H N | IP55, 120°C axial fan |  |  | 3819.46 | 5115419100 | SP188100110
TTT/4-800 L N | IP55, 120°C axial fan |  |  | 4549.63 | 5115411100 | SP188100120
TTT/4-800 G N | IP55, 120°C axial fan |  |  | 4666.37 | 5115411200 | SP188100130
TTT/4-800 H N | IP55, 120°C axial fan |  |  | 4798.97 | 5115411300 | SP188100140
TTT/4-900 L N | IP55, 120°C axial fan |  |  | 6706.57 | 5115411400 | SP188100150
TTT/4-900 H N | IP55, 120°C axial fan |  |  | 7205.67 | 5115411500 | SP188100160
TTT/4-1000 L N | IP55, 120°C axial fan |  |  | 8144.77 | 5115411600 | SP188100170
TTT/4-1000 H N | IP55, 120°C axial fan |  |  | 8420.07 | 5115411700 | SP188100180
TURBO mobile axial fans
TURBO 3000 | mobile axial fan | o |  | 639.07 | 5311001100 | SP184100010
TURBO 355 N | mobile axial fan | o |  | 166.02 | 5311027300 | SP184100120
TURBO 405 N | mobile axial fan | o |  | 189.02 | 5311027400 | SP184100200
TURBO 455 N Plus | mobile axial fan | o |  | 219.34 | 5311027600 | SP184100240
TURBO 455 CN Plus | mobile axial fan | o |  | 236.95 | 5311027500 | SP184100250
CHAP. 1.11 INDUSTRIAL FANS
CBM radial fans with asynchronous motor and external rotor
CBM/2-133/046-90W | IP44, 70°C radial fan | o |  | 258.54 | 5142000800 | SP228100010
CBM/2-133/062-100W | IP44, 40°C radial fan |  |  | 280.04 | 5142001600 | SP228100020
CBM/2-133/190-185W | IP44, 45°C radial fan |  |  | 331.72 | 5142008100 | SP228100030
CBM/2-140/059-100W | IP44, 40°C radial fan |  |  | 338.38 | 5142002400 | SP228100040
CBM/2-140/059-155W | IP44, 70°C radial fan |  |  | 384.66 | 5142003200 | SP228100050
CBM/2-160/062-260W | IP44, 40°C radial fan |  |  | 421.37 | 5142004000 | SP228100070
CBM/4-133/190-70W | IP44, 65°C radial fan |  |  | 310.31 | 5142010700 | SP228100080
CBM/4-160/062-70W | IP44, 60°C radial fan |  |  | 351.34 | 5142005700 | SP228100090
CBM/4-160/150-125W | IP44, 65°C radial fan |  |  | 421.37 | 5142014900 | SP228100100
CBM/4-180/075-115W | IP44, 55°C radial fan |  |  | 379.55 | 5142006500 | SP228100110
CBM/4-180/092-160W | IP44, 40°C radial fan |  |  | 435.31 | 5142007300 | SP228100120
CBM/4-180/184-150W | IP44, 60°C radial fan |  |  | 569.32 | 5142012300 | SP228100130
CBM/6-180/184-95W | IP44, 40°C radial fan |  |  | 493.56 | 5142013100 | SP228100140
CBM radial fans asynchronous motor |  |  |  | on request
CBM RE radial fans with asynchronous motor and external rotor |  |  |  | on request
CBM accessories
CBP/CBM 7/7 | support for CBM, 2 pcs. |  |  | 37.83 |  | SP430100010
CBP/CBM 9/9 | support for CBM, 2 pcs. |  |  | 44.64 |  | SP430100020
CBP/CBM 10/10 | support for CBM, 2 pcs. |  |  | 49.99 |  | SP430100030
CBP/CBM 12/12 | support for CBM, 2 pcs. |  |  | 74.82 |  | SP430100040
BRIDA-CBM 7/7 | outlet flange for CBM |  |  | 32.43 | 5128921300 | SP430100210
BRIDA-CBM 7/9 | outlet flange for CBM |  |  | on request
BRIDA-CBM 9/7 | outlet flange for CBM |  |  | 34.36 | 5128922100 | SP430100220
BRIDA-CBM 9/9 | outlet flange for CBM |  |  | 48.58 | 5128920500 | SP430100225
BRIDA-CBM 10/8 | outlet flange for CBM |  |  | 49.99 | 5128923900 | SP430100230
BRIDA-CBM 10/10 | outlet flange for CBM |  |  | 51.12 | 5128924700 | SP430100240
BRIDA-CBM 12/9 | outlet flange for CBM |  |  | 54.03 | 5128925400 | SP430100250
BRIDA-CBM 12/12 | outlet flange for CBM |  |  | 62.01 | 5128926200 | SP430100260
CSB / CST / CBB / CBT radial fans
CSB-60 | IP44, 70°C radial fan |  |  | 872.5 | 5124602300 | SP260100120
CST-60 | IP44, 120°C radial fan | o |  | 835.93 | 5124005900 | SP261100120
CBB-60N | IP55, 120°C radial fan |  |  | 1376.53 | 5122207300 | SP260100130
CBB-80N | IP55, 120°C radial fan |  |  | 1614.32 | 5122208100 | SP260100140
CBB-100N | IP55, 120°C radial fan |  |  | 1915.99 | 5122209900 | SP260100150
CBT-40 | IP44, 120°C radial fan |  |  | 1325.27 | 5122007700 | SP261100110
CBT-60N PTC | IP55, 120°C radial fan |  |  | 1431.73 | 5122227100 | SP261100135
CBT-80N PTC | IP55, 120°C radial fan |  |  | 1720.68 | 5122230500 | SP261100145
CBT-100N PTC | IP55, 120°C radial fan | o |  | 1821.46 | 5122228900 | SP261100155
CBT-130N PTC | IP55, 120°C radial fan |  |  | 2504 | 5122974800 | SP261100165
CBT-125 | IP55, 80°C radial fan |  |  | 3142.74 | 5122082000 | SP261100170
CRT radial fans
CRT/2-251-0,37 | IP55, 120°C radial fan |  |  | on request
CRT/2-281-0,75 | IP55, 120°C radial fan |  |  | on request
CRT/2-311-1,1 | IP55, 120°C radial fan |  |  | on request
CRT/2-351-2,2 | IP55, 120°C radial fan |  |  | on request
CRT/2-401-4 | IP55, 120°C radial fan |  |  | on request
CRT/2-451-7,5 | IP55, 120°C radial fan |  |  | on request
CRT/2-501-11 | IP55, 120°C radial fan |  |  | on request
CRT/2-561-22 | IP55, 120°C radial fan |  |  | on request
CRT/2-562-15 | IP55, 120°C radial fan |  |  | on request
CRT/2-631-37 | IP55, 120°C radial fan |  |  | on request
CRT/2-632-30 | IP55, 120°C radial fan |  |  | on request
CRT/4-631-5,5 | IP55, 120°C radial fan |  |  | on request
CRT/4-711-11 | IP55, 120°C radial fan |  |  | on request
CRT/4-712-7,5 | IP55, 120°C radial fan |  |  | on request
CRT/4-801-15 | IP55, 120°C radial fan |  |  | on request
CRT/4-802-11 | IP55, 120°C radial fan |  |  | on request
CRT/4-901-30 | IP55, 120°C radial fan |  |  | on request
CRT/4-902-22 | IP55, 120°C radial fan |  |  | on request
CRT/4-1001-45 | IP55, 120°C radial fan |  |  | on request
CRT/4-1002-37 | IP55, 120°C radial fan |  |  | on request
Accessories for CRT
KREA 200 | inlet flexible connection |  |  | 405.88 | 5130337300 | SP428100400
KREA 225 | inlet flexible connection |  |  | 442.26 | 5130337400 | SP428100410
KREA 250 | inlet flexible connection |  |  | 462.44 | 5130337500 | SP428100420
KREA 280 | inlet flexible connection |  |  | 458.17 | 5130337600 | SP428100430
KREA 315 | inlet flexible connection |  |  | 460.52 | 5130337700 | SP428100440
KREA 355 | inlet flexible connection |  |  | 472.25 | 5130337800 | SP428100450
KREA 400 | inlet flexible connection |  |  | 483.33 | 5130337900 | SP428100460
KREA 450 | inlet flexible connection |  |  | 502.81 | 5130338000 | SP428100470
KREA 500 | inlet flexible connection |  |  | 504.03 | 5130338100 | SP428100480
KREA 560 | inlet flexible connection |  |  | 524.59 | 5130338200 | SP428100490
KREA 630 | inlet flexible connection |  |  | 553.64 | 5130338300 | SP428100500
KREA 710 | inlet flexible connection |  |  | 694.55 | 5130338400 | SP428100510
KREA 800 | inlet flexible connection |  |  | 717.93 | 5130338500 | SP428100520
KRED 224x160 | outlet flexible connection |  |  | 666.01 | 5130339500 | SP428100610
KRED 250x180 | outlet flexible connection |  |  | 703.61 | 5130339600 | SP428100620
KRED 280x200 | outlet flexible connection |  |  | 706.24 | 5130339700 | SP428100630
KRED 315x224 | outlet flexible connection |  |  | 708.02 | 5130339800 | SP428100640
KRED 355x250 | outlet flexible connection |  |  | 751.4 | 5130339900 | SP428100650
KRED 400x280 | outlet flexible connection |  |  | 798.71 | 5130340000 | SP428100660
KRED 450x315 | outlet flexible connection |  |  | 866.16 | 5130340100 | SP428100670
KRED 500x355 | outlet flexible connection |  |  | 878.13 | 5130340200 | SP428100680
KRED 560x400 | outlet flexible connection |  |  | 1277.2 | 5130340300 | SP428100690
KRED 630x450 | outlet flexible connection |  |  | 1296.07 | 5130340400 | SP428100700
KRED 710x500 | outlet flexible connection |  |  | 1537.9 | 5130340500 | SP428100710
KRED 800x560 | outlet flexible connection |  |  | 1657.6 | 5130340600 | SP428100720
CMB / CMT radial fans
CMB/2-120/050-0,09 | IP44, 80°C radial fan |  |  | 639.02 | 5130202400 | SP263100010
CMB/2-140/050-0,25 | IP55, 110°C radial fan |  |  | 965.16 | 5130204000 | SP263100020
CMB/2-160/060-0,37 | IP55, 110°C radial fan |  |  | 1365.87 | 5130206500 | SP263100030
CMB/2-180/075-0,75 | IP55, 110°C radial fan |  |  | 1558.7 | 5130208100 | SP263100040
CMB/2-200/060-0,37 | IP55, 110°C radial fan |  |  | 1462.28 | 5130210700 | SP263100050
CMB/2-200/080-1,1 | IP55, 110°C radial fan |  |  | 1626.38 | 5130212300 | SP263100060
CMB/4-120/050-0,01 | IP44, 80°C radial fan |  |  | 568.15 | 5130203200 | SP263100070
CMB/4-120/050-0,06 | IP44, 80°C radial fan |  |  | 634.38 | 5130205700 | SP263100080
CMB/4-160/060-0,07 | IP44, 80°C radial fan |  |  | 700.7 | 5130207300 | SP263100090
CMB/4-180/075-0,18 | IP55, 110°C radial fan |  |  | 844.66 | 5130209900 | SP263100100
CMB/4-200/080-0,25 | IP55, 110°C radial fan |  |  | 930.84 | 5130213100 | SP263100120
CMB/4-225/090-0,55 | IP55, 150°C radial fan |  |  | 1637.74 | 5130219800 | SP263100210
CMB/4-250/100-1,1 | IP55, 150°C radial fan |  |  | 2105.06 | 5154027000 | SP263100220
CMT/2-120/050-0,09 | IP44, 80°C radial fan |  |  | 620.2 | 5130100000 | SP263101010
CMT/2-140/050-0,25 | IP55, 110°C radial fan |  |  | 883.25 | 5130770500 | SP263101021
CMT/2-160/060-0,37 | IP55, 110°C radial fan |  |  | 1023.12 | 5130104200 | SP263101030
CMT/2-180/075-0,75 | IP55, 110°C radial fan |  |  | 1312.5 | 5130106700 | SP263101040
CMT/2-200/060-0,37 | IP55, 110°C radial fan |  |  | 1114.89 | 5130108300 | SP263101050
CMT/2-200/080-1,1 | IP55, 110°C radial fan |  |  | 1418.77 | 5130110900 | SP263101060
CMT/4-120/050-0,01 | IP44, 80°C radial fan |  |  | 553.92 | 5130101800 | SP263101140
CMT/4-140/050-0,06 | IP44, 80°C radial fan |  |  | 610.81 | 5130103400 | SP263101150
CMT/4-160/060-0,07 | IP44, 80°C radial fan |  |  | 691.22 | 5130105900 | SP263101160
CMT/4-180/075-0,18 | IP55, 110°C radial fan |  |  | 820.4 | 5130107500 | SP263101170
CMT/4-200/080-0,25 | IP55, 110°C radial fan |  |  | 873.53 | 5130111700 | SP263101190
CMT/2-225/090-1,1 | IP55, 150°C radial fan |  |  | 1785.55 |  | SP263101070
CMT/2-225/090-1,5 | IP55, 150°C radial fan |  |  | 1983.49 |  | SP263101080
CMT/2-225/090-2,2 | IP55, 150°C radial fan |  |  | 2248.7 |  | SP263101090
CMT/2-250/100-2,2 | IP55, 150°C radial fan |  |  | 2562.48 |  | SP263101100
CMT/2-250/100-3 | IP55, 150°C radial fan |  |  | 2832.76 |  | SP263101110
CMT/2-280/115-3 | IP55, 150°C radial fan |  |  | 2861.58 |  | SP263101120
CMT/2-280/115-4 | IP55, 150°C radial fan |  |  | 3301.96 |  | SP263101130
CMT/4-225/090-0,55 | IP55, 150°C radial fan |  |  | 1703.46 |  | SP263101200
CMT/4-250/100-1,1 | IP55, 150°C radial fan |  |  | 2176.46 |  | SP263101210
CMT/4-280/115-2,2 | IP55, 150°C radial fan |  |  | 2600.92 |  | SP263101220
CMT/4-315/130-2,2 | IP55, 150°C radial fan |  |  | 3059.42 |  | SP263101230
CMT/4-315/130-3 | IP55, 150°C radial fan |  |  | 3377.86 |  | SP263101240
CMT/4-315/130-4 | IP55, 150°C radial fan |  |  | 3783.17 |  | SP263101250
CMT/4-355/145-3 | IP55, 150°C radial fan |  |  | 3546.83 |  | SP263101260
CMT/4-355/145-4 | IP55, 150°C radial fan |  |  | 3874.94 |  | SP263101270
CMT/4-355/145-5,5 | IP55, 150°C radial fan |  |  | 4613.14 |  | SP263101280
CMT/4-400/165-4 | IP55, 150°C radial fan |  |  | 4569.72 |  | SP263101290
CMT/4-400/165-5,5 | IP55, 150°C radial fan |  |  | 4840 |  | SP263101300
CMT/4-400/165-7,5 | IP55, 150°C radial fan |  |  | 5327.46 |  | SP263101310
CMT/4-450/185-5,5 | IP55, 150°C radial fan |  |  | 4994.47 |  | SP263101320
CMT/4-450/185-7,5 | IP55, 150°C radial fan |  |  | on request |  | SP263101330
CMT/4-500/205-7,5 | IP55, 150°C radial fan |  |  | 6340.63 |  | SP263101360
CMT/4-500/205-9,2 | IP55, 150°C radial fan |  |  | 7257.06 |  | SP263101370
CMT/4-500/205-11 | IP55, 150°C radial fan |  |  | 7643.65 |  | SP263101340
CMT/4-500/205-15 | IP55, 150°C radial fan |  |  | 8975.44 |  | SP263101350
CMT/6-315/130-1,1 | IP55, 150°C radial fan |  |  | 2329.52 |  | SP263101380
CMT/6-355/145-1,5 | IP55, 150°C radial fan |  |  | 2957.99 |  | SP263101390
CMT/6-400/165-2,2 | IP55, 150°C radial fan |  |  | 3956.84 |  | SP263101400
CMT/6-450/185-2,2 | IP55, 150°C radial fan |  |  | 4290.02 |  | SP263101410
Accessories for CMB / CMT
KAD 120 | rectangular outlet flexible connection |  |  | 68.16 |  | SP426102010
KAD 140 | rectangular outlet flexible connection |  |  | 75.43 |  | SP426102020
KAD 160 | rectangular outlet flexible connection |  |  | 81.91 |  | SP426102030
KAD 180 | rectangular outlet flexible connection |  |  | 89.23 |  | SP426102040
KAD 200/060 | rectangular outlet flexible connection |  |  | 93.36 |  | SP426102050
KAD 200/080 | rectangular outlet flexible connection |  |  | 96.74 |  | SP426102060
KAD 225 | rectangular outlet flexible connection |  |  | 97.82 |  | SP426102210
KAD 250 | rectangular outlet flexible connection |  |  | 107.35 |  | SP426102220
KAD 280 | rectangular outlet flexible connection |  |  | 118.29 |  | SP426102230
KAD 315 | rectangular outlet flexible connection |  |  | 128.47 |  | SP426102240
KAD 355 | rectangular outlet flexible connection |  |  | 132.37 |  | SP426102250
KAD 400 | rectangular outlet flexible connection |  |  | 137.53 |  | SP426102260
KAD 450 | rectangular outlet flexible connection |  |  | 150.2 |  | SP426102270
KAD 500 | rectangular outlet flexible connection |  |  | 171.33 |  | SP426102280
KBA 120 | inlet flange |  |  | 19.43 | 5130800500 | SP426103010
KBA 140 | inlet flange |  |  | 20.89 | 5130801300 | SP426103020
KBA 160 | inlet flange |  |  | 24.36 | 5130802100 | SP426103030
KBA 180 | inlet flange |  |  | 28.49 | 5130803900 | SP426103040
KBA 200 | inlet flange |  |  | 33.19 | 5130804700 | SP426103050
KBA 225 | inlet flange |  |  | 36.19 | 5130805400 | SP426103060
KBA 250 | inlet flange |  |  | 40.04 | 5130806200 | SP426103070
KBA 280 | inlet flange |  |  | 49.29 | 5130807000 | SP426103080
KBA 315 | inlet flange |  |  | 55.01 | 5130808800 | SP426103090
KBA 355 | inlet flange |  |  | 62.66 | 5130809600 | SP426103100
KBA 400 | inlet flange |  |  | 71.3 | 5130810400 | SP426103110
KBA 450 | inlet flange |  |  | 87.26 | 5130811200 | SP426103120
KBA 500 | inlet flange |  |  | 103.45 | 5130812000 | SP426103130
KBD 120 | outlet flange |  |  | 84.91 | 5130815300 | SP426104010
KBD 140 | outlet flange |  |  | 89.23 |  | SP426104020
KBD 160 | outlet flange |  |  | 91.06 | 5130816100 | SP426104030
KBD 180 | outlet flange |  |  | 92.19 | 5130819500 | SP426104040
KBD 200/060 | outlet flange |  |  | 93.36 | 5130817900 | SP426104050
KBD 200/080 | outlet flange |  |  | 94.35 |  | SP426104060
KBD 225 | outlet flange |  |  | 134.06 | 5130821100 | SP426104070
KBD 250 | outlet flange |  |  | 136.59 | 5130822900 | SP426104080
KBD 280 | outlet flange |  |  | 143.63 | 5130823700 | SP426104090
KBD 315 | outlet flange |  |  | 149.59 | 5130824500 | SP426104100
KBD 355 | outlet flange |  |  | 156.59 | 5130825200 | SP426104110
KBD 400 | outlet flange |  |  | 164.47 | 5130826000 | SP426104120
KBD 450 | outlet flange |  |  | 168.93 | 5130827800 | SP426104130
KBD 500 | outlet flange |  |  | 176.16 | 5130828600 | SP426104140
KRJ 120 | inlet protection grille |  |  | 39.66 | 5130866600 | SP426109010
KRJ 140 | inlet protection grille |  |  | 46.42 | 5130867400 | SP426109020
KRJ 160 | inlet protection grille |  |  | 49.71 | 5130868200 | SP426109030
KRJ 180 | inlet protection grille |  |  | 50.98 | 5130869000 | SP426109040
KRJ 200 | inlet protection grille |  |  | 57.03 | 5130870800 | SP426109050
KRJ 225 | inlet protection grille |  |  | 60.93 |  | SP426109060
KRJ 250 | inlet protection grille |  |  | 62.01 | 5130872400 | SP426109070
KRJ 280 | inlet protection grille |  |  | 74.77 | 5130873200 | SP426109080
KRJ 315 | inlet protection grille |  |  | 96.88 | 5130874000 | SP426109090
KRJ 355 | inlet protection grille |  |  | 120.59 | 5130875700 | SP426109100
KRJ 400 | inlet protection grille |  |  | 122.46 |  | SP426109110
KRJ 450 | inlet protection grille |  |  | 126.22 |  | SP426109120
KRJ 500 | inlet protection grille |  |  | 127.02 |  | SP426109130
KMBD 120 | inlet extention piece with flanges |  |  | 213.48 | 5130307100 | SP426105010
KMBD 140 | inlet extention piece with flanges |  |  | 222.35 | 5130307200 | SP426105020
KMBD 160 | inlet extention piece with flanges |  |  | 231.08 | 5130307300 | SP426105030
KMBD 180 | inlet extention piece with flanges |  |  | 241.64 | 5130307400 | SP426105040
KMBD 200 | inlet extention piece with flanges |  |  | 258.4 | 5130307500 | SP426105050
KMBD 225 | inlet extention piece with flanges |  |  | 271.73 | 5130307600 | SP426105060
KMBD 250 | inlet extention piece with flanges |  |  | 284.03 | 5130307700 | SP426105070
KMBD 280 | inlet extention piece with flanges |  |  | 308.67 | 5130307800 | SP426105080
KMBD 315 | inlet extention piece with flanges |  |  | 335.1 | 5130307900 | SP426105090
KMBD 355 | inlet extention piece with flanges |  |  | 366.73 | 5130308000 | SP426105100
KMBD 400 | inlet extention piece with flanges |  |  | 400.62 | 5130308100 | SP426105110
KMBD 450 | inlet extention piece with flanges |  |  | 409.17 | 5130308200 | SP426105120
KMBD 500 | inlet extention piece with flanges |  |  | 443.38 | 5130308300 | SP426105130
KMBI 120 | circular coupling flange |  |  | 441.22 | 5130304600 | SP426106010
KMBI 140 | circular coupling flange |  |  | 441.22 | 5130304700 | SP426106020
KMBI 160 | circular coupling flange |  |  | 466.76 | 5130304800 | SP426106030
KMBI 180 | circular coupling flange |  |  | 466.76 | 5130304900 | SP426106040
KMBI 200 | circular coupling flange |  |  | 441.22 | 5130305000 | SP426106050
KMBI 201 | circular coupling flange |  |  | 473.57 | 5130305100 | SP426106060
KMBI 225 | circular coupling flange |  |  | 519.38 | 5130305200 | SP426106070
KMBI 250 | circular coupling flange |  |  | 598.28 | 5130305300 | SP426106080
KMBI 280 | circular coupling flange |  |  | 627.34 | 5130305400 | SP426106090
KMBI 315 | circular coupling flange |  |  | 635.03 | 5130305500 | SP426106100
KMBI 355 | circular coupling flange |  |  | 665.36 | 5130305600 | SP426106110
KMBI 400 | circular coupling flange |  |  | 673.29 | 5130305700 | SP426106120
KMBI 450 | circular coupling flange |  |  | 679.06 | 5130305800 | SP426106130
KMBI 500 | circular coupling flange |  |  | 758.95 | 5130305900 | SP426106140
KMTI 225 | outlet silencer |  |  | 1812.78 |  | SP426108010
KMTI 250 | outlet silencer |  |  | 2384.02 |  | SP426108020
KMTI 280 | outlet silencer |  |  | 2528.12 |  | SP426108030
KMTI 315 | outlet silencer |  |  | 2641.62 |  | SP426108040
KMTI 355 | outlet silencer |  |  | 3231.22 |  | SP426108050
KMTI 400 | outlet silencer |  |  | 3502.15 |  | SP426108060
KMTI 450 | outlet silencer |  |  | 4073.21 |  | SP426108070
KMTI 500 | outlet silencer |  |  | 5245.36 |  | SP426108080
CRMT radial fans
CRMT/4-225/90-0,55 | IP55, 300°C radial fan |  |  | 2022.54 |  | SP284100010
CRMT/4-250/100-1,1 | IP55, 300°C radial fan |  |  | 2332.15 |  | SP284100020
CRMT/4-250/100-1,5 | IP55, 300°C radial fan |  |  | 2426.41 |  | SP284100030
CRMT/4-280/115-2,2 | IP55, 300°C radial fan |  |  | 2875.28 |  | SP284100040
CRMT/4-280/115-3 | IP55, 300°C radial fan |  |  | 2921.7 |  | SP284100050
CRMT/4-315/130-2,2 | IP55, 300°C radial fan |  |  | 3143.07 |  | SP284100060
CRMT/4-315/130-3 | IP55, 300°C radial fan |  |  | 3189.4 |  | SP284100070
CRMT/4-315/130-4 | IP55, 300°C radial fan |  |  | 3672.07 |  | SP284100080
CRMT/4-355/145-3 | IP55, 300°C radial fan |  |  | 3770.45 |  | SP284100090
CRMT/4-355/145-4 | IP55, 300°C radial fan |  |  | 3985.38 |  | SP284100100
CRMT/4-355/145-5,5 | IP55, 300°C radial fan |  |  | 4880.27 |  | SP284100110
CRMT/4-355/145-7,5 | IP55, 300°C radial fan |  |  | 5480.52 |  | SP284100120
CRMT/4-400/165-4 | IP55, 300°C radial fan |  |  | 4612.3 |  | SP284100130
CRMT/4-400/165-5,5 | IP55, 300°C radial fan |  |  | 5266.72 |  | SP284100140
CRMT/4-400/165-7,5 | IP55, 300°C radial fan |  |  | 5428.94 |  | SP284100150
CRMT/4-450/185-5,5 | IP55, 300°C radial fan |  |  | 5413.12 |  | SP284100160
CRMT/4-450/185-7,5 | IP55, 300°C radial fan |  |  | 5956.25 |  | SP284100170
CRMT/4-500/205-7,5 | IP55, 300°C radial fan |  |  | 6900.61 |  | SP284100180
CRMT/4-500/205-9,2 | IP55, 300°C radial fan |  |  | 7350.61 |  | SP284100190
CRMT/4-500/205-11 | IP55, 300°C radial fan |  |  | 8364.96 |  | SP284100200
CRMT/4-500/205-15 | IP55, 300°C radial fan |  |  | 9456.1 |  | SP284100210
CRMT/6-355/145-1,5 | IP55, 300°C radial fan |  |  | 3862.45 |  | SP284100220
CRMT/6-400/165-2,2 | IP55, 300°C radial fan |  |  | 4326.07 |  | SP284100230
CRMT/6-450/185-2,2 | IP55, 300°C radial fan |  |  | 4868.72 |  | SP284100240
CHMT radial fans
CHMT/4-225/90-0,75 LG | IP55, 400°C/2 hours radial fan |  |  | 3952.24 |  | SP266100000
CHMT/4-225/90-0,75 RD | IP55, 400°C/2 hours radial fan |  |  | 4009.79 |  | SP266100005
CHMT/4-250/100-1,1 LG | IP55, 400°C/2 hours radial fan |  |  | on request
CHMT/4-250/100-1,1 RD | IP55, 400°C/2 hours radial fan |  |  | 4044.2 |  | SP266100015
CHMT/4-250/100-1,5 LG | IP55, 400°C/2 hours radial fan |  |  | 4428.81 |  | SP266100020
CHMT/4-250/100-1,5 RD | IP55, 400°C/2 hours radial fan |  |  | 4428.81 |  | SP266100025
CHMT/4-280/115-2,2 LG | IP55, 400°C/2 hours radial fan |  |  | 5147.35 |  | SP266100030
CHMT/4-280/115-2,2 RD | IP55, 400°C/2 hours radial fan |  |  | 5232.22 |  | SP266100035
CHMT/4-315/130-2,2 LG | IP55, 400°C/2 hours radial fan |  |  | 5467.24 |  | SP266100040
CHMT/4-315/130-2,2 RD | IP55, 400°C/2 hours radial fan |  |  | 5567.31 |  | SP266100045
CHMT/4-315/130-3 LG | IP55, 400°C/2 hours radial fan |  |  | 6407.28 |  | SP266100050
CHMT/4-315/130-3 RD | IP55, 400°C/2 hours radial fan |  |  | 6507.45 |  | SP266100055
CHMT/4-315/130-4 LG | IP55, 400°C/2 hours radial fan |  |  | 6647.05 |  | SP266100060
CHMT/4-315/130-4 RD | IP55, 400°C/2 hours radial fan |  |  | 6747.17 |  | SP266100065
CHMT/4-355/145-3 LG | IP55, 400°C/2 hours radial fan |  |  | 7250.12 |  | SP266100070
CHMT/4-355/145-3 RD | IP55, 400°C/2 hours radial fan |  |  | on request
CHMT/4-355/145-4 LG | IP55, 400°C/2 hours radial fan |  |  | 7275.42 |  | SP266100080
CHMT/4-355/145-4 RD | IP55, 400°C/2 hours radial fan |  |  | 7336.44 |  | SP266100085
CHMT/4-355/145-5,5 LG | IP55, 400°C/2 hours radial fan |  |  | 8291.5 |  | SP266100090
CHMT/4-355/145-5,5 RD | IP55, 400°C/2 hours radial fan |  |  | 8292.77 |  | SP266100095
CHMT/4-355/145-7,5 LG | IP55, 400°C/2 hours radial fan |  |  | 9334.81 |  | SP266100100
CHMT/4-355/145-7,5 RD | IP55, 400°C/2 hours radial fan |  |  | on request
CHMT/4-400/165-4 LG | IP55, 400°C/2 hours radial fan |  |  | 7670.45 |  | SP266100110
CHMT/4-400/165-4 RD | IP55, 400°C/2 hours radial fan |  |  | 7670.45 |  | SP266100115
CHMT/4-400/165-5 LG | IP55, 400°C/2 hours radial fan |  |  | 8628.19 |  | SP266100120
CHMT/4-400/165-5 RD | IP55, 400°C/2 hours radial fan |  |  | on request
CHMT/4-400/165-7,5 LG | IP55, 400°C/2 hours radial fan |  |  | 9671.83 |  | SP266100130
CHMT/4-400/165-7,5 RD | IP55, 400°C/2 hours radial fan |  |  | on request
CHMT/4-450/185-5,5 LG | IP55, 400°C/2 hours radial fan |  |  | 9442.96 |  | SP266100140
CHMT/4-450/185-5,5 RD | IP55, 400°C/2 hours radial fan |  |  | on request
CHMT/4-450/185-7,5 LG | IP55, 400°C/2 hours radial fan |  |  | 10486.31 |  | SP266100150
CHMT/4-450/185-7,5 RD | IP55, 400°C/2 hours radial fan |  |  | on request
CHMT/4-500/205-11 LG | IP55, 400°C/2 hours radial fan |  |  | on request
CHMT/4-500/205-11 RD | IP55, 400°C/2 hours radial fan |  |  | on request
CHMT/4-500/205-15 LG | IP55, 400°C/2 hours radial fan |  |  | 14392.27 |  | SP266100170
CHMT/4-500/205-15 RD | IP55, 400°C/2 hours radial fan |  |  | on request
CHMT/6-315/103-1,1 LG | IP55, 400°C/2 hours radial fan |  |  | 5115.58 |  | SP266101010
CHMT/6-315/103-1,1 RD | IP55, 400°C/2 hours radial fan |  |  | 5115.58 |  | SP266101015
CHMT/6-355/145-1,1 LG | IP55, 400°C/2 hours radial fan |  |  | 5896.78 |  | SP266101020
CHMT/6-355/145-1,1 RD | IP55, 400°C/2 hours radial fan |  |  | 5896.78 |  | SP266101025
CHMT/6-400/165-2,2 LG | IP55, 400°C/2 hours radial fan |  |  | 7381.78 |  | SP266101030
CHMT/6-400/165-2,2 RD | IP55, 400°C/2 hours radial fan |  |  | on request
CHMT/6-450/185-2,2 LG | IP55, 400°C/2 hours radial fan |  |  | 8144.21 |  | SP266101040
CHMT/6-450/185-2,2 RD | IP55, 400°C/2 hours radial fan |  |  | on request
CHAP. 2 SUPPLY UNITS
EV-FLAT small supply units with heater
EV-FLAT | small supply unit with el. heater | o |  | 1226.04 |  | EV100100010
RME / RMW Ekonovent supply units with heater
RME 250/200 Ekonovent | supply unit with el. heater |  |  | on request
RME 500/250 Ekonovent | supply unit with el. heater |  |  | on request
RME 800/315 Ekonovent | supply unit with el. heater |  |  | on request
RME 900/355 Ekonovent | supply unit with el. heater |  |  | on request
RME 1200/400 Ekonovent | supply unit with el. heater |  |  | on request
RME 2400 Ekonovent | supply unit with el. heater |  |  | on request
RME 3000 Ekonovent | supply unit with el. heater |  |  | on request
RME 4000 Ekonovent | supply unit with el. heater |  |  | on request
RME 6000 Ekonovent | supply unit with el. heater |  |  | on request
RMW 250/200 Ekonovent | supply unit with watter heater |  |  | on request
RMW 500/250 Ekonovent | supply unit with watter heater |  |  | on request
RMW 800/315 Ekonovent | supply unit with watter heater |  |  | on request
RMW 900/355 Ekonovent | supply unit with watter heater |  |  | on request
RMW 1200/400 Ekonovent | supply unit with watter heater |  |  | on request
RMW 2400 Ekonovent | supply unit with watter heater |  |  | on request
RMW 3000 Ekonovent | supply unit with watter heater |  |  | on request
RMW 4000 Ekonovent | supply unit with watter heater |  |  | on request
RMW 6000 Ekonovent | supply unit with watter heater |  |  | on request
CHAP. 3.1 RESIDENTIAL HEAT RECOVERY UNITS
DOMEO heat recovery unit
DOMEO 210 FL | heat recovery unit, remote controller | o |  | 1961.15 | 5153582900 | SP300200200
DOMEO 210 RD | heat recovery unit, wireless controller, const. airflow | o |  | 2231.61 | 5153717400 | SP300200210
TSP-B | LCD panel for DOMEO 210 FL | o | * | 488.77 | 5401641700 | SP300200620
DOMEO 210 RD remote controller | remote controller for DOMEO 210 RD |  | * | 201.65 |  | SP808100190
DOMEO bílé boční kryty | side covers white | o | * | 68.91 | 5416831800 | SP300200230
SPCM-WB | communication modul for DOMEO 210 FL |  | * | 291.68 |  | SP300202010
AFR-DOMEO M5/G4 | set of spare filters M5 (ISO ePM10 50%) / G4 (ISO coarse 65%) | o |  | 83.41 | 5416804000 | SP300200410
AFR-DOMEO F7/G4 | set of spare filters F7 (ISO ePM1 65%) / G4 (ISO coarse 65%) | o | * | 88.76 | 5416826900 | SP300200420
ED Flex® EASY DOMEO SET | system for ventilation installation with heat recovery in residential buildings |  | * | 1872.95 |  | HT100100100
EHR 140 Akor BP heat recovery unit
EHR 140 Akor BP | flat heat recovery unit |  | * | 1137.66 |  | II100100070
EHR 140 EPP | connection spigots for EHR 140 BP | o | * | 50.27 |  | II300100030
AFR-EHR 140 Akor G3 | spare filter G3 (ISO coarse 45%), set 2 pcs. | o | * | 42.34 |  | II300100110
AFR-EHR 140 Akor G4 | spare filter G4 | o | * | 52.48 |  | II300100120
AFR-EHR 140 Akor F7 | spare filter F7 | o | * | 82.66 |  | II300100160
RFT Akor | remote controller | o | * | 87.21 |  | II300100040
RFT-D Akor | remote controller with dirty filter alarm | o | * | 157.06 |  | II300100042
RFT-CO2 | wireless controller with integrated sensor | o | * | 326.27 |  | II300200060
RFT-RV | wireless controller with integrated sensor |  | * | 256.57 |  | II300200050
EHR 150 N Ekonovent heat recovery units
EHR 150 N Ekonovent EVOD-PH-IP SH | flat heat recovery unit |  | * | 2931.33 |  | SU371200020
EHR 150 N Ekonovent EVO-PH SH | flat heat recovery unit |  | * | 2822.99 |  | SU371200010
EHR 150 N Ekonovent CTR08-PH | flat heat recovery unit |  | * | 2661.29 |  | SU371200030
AFR-EHR 150 N G4 | spare filter G4 (ISO ePM10 50%) | o | * | 26.38 |  | SU802101010
AFR-EHR 150 N F7 | spare filter F7 (ISO ePM1 70%) | o | * | 57.08 |  | SU802101020
EHR 300 Akor heat recovery units
EHR 300 Akor standard | heat recovery unit | o | * | 2802.1 |  | II100100210
EHR 300 Akor RF | heat recovery unit | o | * | 2802.1 |  | II100100220
RFT Akor | remote controller | o | * | 87.21 |  | II300100040
RFT-D Akor | remote controller with dirty filter alarm | o | * | 157.06 |  | II300100042
RFT-CO2 | wireless controller with integrated sensor | o | * | 326.27 |  | II300200060
RFT-RV | wireless controller with integrated sensor |  | * | 256.57 |  | II300200050
AFR-EHR 300 Akor filtr G4 | G4 spare filters set, 2 pcs. | o | * | 75.71 |  | II300100210
AFR-EHR 300 Akor filtr F7 | F7 spare filters set, 2 pcs. | o | * | 85.24 |  | II300100220
EHR 280/325 heat recovery units
EHR 280 D Akor RF | heat recovery unit |  | * | 2112.1 |  | II100100030
EHR 280 H Akor RF | heat recovery unit | o | * | 2112.1 |  | II100100010
EHR 325 D Akor RF | heat recovery unit |  | * | 2241.14 |  | II100100130
EHR 325 H Akor RF | heat recovery unit | o | * | 2241.14 |  | II100100110
EHR 280/325 Akor Filtr G3 | G3 spare filters set (ISO coarse 45%), 2 pcs. | o | * | 37.13 |  | II300100015
EHR 280/325 Akor Filtr G4 | G4 spare filters set, 2 pcs. | o | * | 62.05 | 545-4840 | II300100010
EHR 280/325 Akor Filtr F7 | F7 spare filters set, 2 pcs. | o | * | 89.7 | 545-4845 | II300100020
EHR 300/480 NA heat recovery units
EHR 300 NA Ekonovent EVO-PH | flat heat recovery unit |  | * | 2901.43 |  | SU370201010
EHR 300 NA Ekonovent AF EVO-PH | flat heat recovery unit with preheater 1 kW |  | * | 3145.37 |  | SU370201050
EHR 300 NA Ekonovent MBE EVO-PH | flat heat recovery unit with postheater 0,5 kW |  | * | 3508.3 |  | SU370201090
EHR 300 NA Ekonovent AF MBE EVO-PH | flat heat recovery unit with preheater 1 kW and postheater 0,5 kW |  | * | 3752.14 |  | SU370201130
EHR 300 NA Ekonovent EVOD-PH-IP | flat heat recovery unit |  | * | 3047.36 |  | SU370201170
EHR 300 NA Ekonovent AF EVOD-PH-IP | flat heat recovery unit with preheater 1 kW |  | * | 3291.35 |  | SU370201210
EHR 300 NA Ekonovent MBE EVOD-PH-IP | flat heat recovery unit with postheater 0,5 kW |  | * | 3654.28 |  | SU370201250
EHR 300 NA Ekonovent AF MBE EVOD-PH-IP | flat heat recovery unit with preheater 1 kW and postheater 0,5 kW |  | * | 3898.22 |  | SU370201290
EHR 300 NA Ekonovent CTR-S | flat heat recovery unit |  |  | on request
EHR 480 NA Ekonovent EVO-PH | flat heat recovery unit |  | * | 3129.36 |  | SU370201510
EHR 480 NA Ekonovent AF EVO-PH | flat heat recovery unit with preheater 1 kW |  | * | 3384.33 |  | SU370201550
EHR 480 NA Ekonovent MBE EVO-PH | flat heat recovery unit with postheater 0,5 kW |  | * | 3851.23 |  | SU370201590
EHR 480 NA Ekonovent AF MBE EVO-PH | flat heat recovery unit with preheater 1 kW and postheater 0,5 kW |  | * | 4106.16 |  | SU370201630
EHR 480 NA Ekonovent EVOD-PH-IP | flat heat recovery unit |  | * | 3275.34 |  | SU370201670
EHR 480 NA Ekonovent AF EVOD-PH-IP | flat heat recovery unit with preheater 1 kW |  | * | 3530.27 |  | SU370201710
EHR 480 NA Ekonovent MBE EVOD-PH-IP | flat heat recovery unit with postheater 0,5 kW |  | * | 3997.17 |  | SU370201750
EHR 480 NA Ekonovent AF MBE EVOD-PH-IP | flat heat recovery unit with preheater 1 kW and postheater 0,5 kW |  | * | 4252.14 |  | SU370201790
EHR 480 NA Ekonovent CTR-S | flat heat recovery unit |  |  | on request
NEMBUS heat recovery units
NEMBUS 210 | heat recovery unit |  | * | 2271.27 | 5153120200 | SP306100010
NEMBUS 210 PH | preheater, max. input power 750 W |  | * | 498.21 | 5800018200 | SP306101020
NEMBUS 210 VOC | sensor VOC |  | * | 169.82 | 5800018800 | SP306101010
SABIK-NEMBUS-SF | modul for constant airflow |  | * | 292.19 |  | SP306200070
AFR-NEMBUS 210 G4/G4 | spare filters set (ISO coarse 65 %) |  | * | 49.57 | 5800047300 | SP306102010
AFR-NEMBUS 210 F7/G4 | spare filters set (ISO ePM1 70 % / ISO coarse 65 %) |  | * | 59.19 | 5800047400 | SP306102020
SPCM | communication modul for NEMBUS and SABIK |  |  | 291.68 |  | SP300202040
ROVENTO heat recovery units
ROVENTO 220 D-H-L G4/G4 evo | energy recovery unit, ceiling installation |  |  | on request
ROVENTO 220 D-H-P G4/G4 evo | energy recovery unit, ceiling installation |  |  | on request
ROVENTO 220 D-P-L G4/G4 evo | energy recovery unit, floor installation |  |  | on request
ROVENTO 220 D-P-P G4/G4 evo | energy recovery unit, floor installation |  |  | on request
ROVENTO 220 DI-H-L G4/G4 evo | energy recovery unit with el. heater, ceiling installation |  | * | on request |  | RO022000010
ROVENTO 220 DI-H-P G4/G4 evo | energy recovery unit with el. heater, ceiling installation |  | * | on request |  | RO022000011
ROVENTO 220 DI-P-L G4/G4 evo | energy recovery unit with el. heater, floor installation |  |  | on request |  | RO022000012
ROVENTO 220 DI-P-P G4/G4 evo | energy recovery unit with el. heater, floor installation |  | * | on request |  | RO022000013
ROVENTO 320 D-H-L G4/G4 evo | energy recovery unit, ceiling installation |  |  | on request
ROVENTO 320 D-H-P G4/G4 evo | energy recovery unit, ceiling installation |  |  | on request
ROVENTO 320 D-P-L G4/G4 evo | energy recovery unit, floor installation |  |  | on request
ROVENTO 320 D-P-P G4/G4 evo | energy recovery unit, floor installation |  |  | on request
ROVENTO 320 DI-H-L G4/G4 evo | energy recovery unit with el. heater, ceiling installation |  |  | on request |  | RO022000020
ROVENTO 320 DI-H-P G4/G4 evo | energy recovery unit with el. heater, ceiling installation |  | * | on request |  | RO022000021
ROVENTO 320 DI-P-L G4/G4 evo | energy recovery unit with el. heater, floor installation |  | * | on request |  | RO022000022
ROVENTO 320 DI-P-P G4/G4 evo | energy recovery unit with el. heater, floor installation |  | * | on request |  | RO022000023
ROVENTO 520 D-H-L G4/G4 evo | energy recovery unit, ceiling installation |  |  | on request
ROVENTO 520 D-H-P G4/G4 evo | energy recovery unit, ceiling installation |  |  | on request
ROVENTO 520 D-P-L G4/G4 evo | energy recovery unit, floor installation |  |  | on request
ROVENTO 520 D-P-P G4/G4 evo | energy recovery unit, floor installation |  |  | on request
ROVENTO 520 DI-H-L G4/G4 evo | energy recovery unit with el. heater, ceiling installation |  | * | on request |  | RO022000030
ROVENTO 520 DI-H-P G4/G4 evo | energy recovery unit with el. heater, ceiling installation |  | * | on request |  | RO022000031
ROVENTO 520 DI-P-L G4/G4 evo | energy recovery unit with el. heater, floor installation |  | * | on request |  | RO022000032
ROVENTO 520 DI-P-P G4/G4 evo | energy recovery unit with el. heater, floor installation |  |  | on request |  | RO022000033
AFR-ROVENTO 220 F7 | filtr F7 (ISO ePM10 50%) for ROVENTO | o |  | 23.19 |  | SP300200342
AFR-ROVENTO 220 G4 | filtr G4 (ISO coarse 60%) for ROVENTO | o |  | 19.86 |  | SP300200341
AFR-ROVENTO 220 G4 + UF2 | filtr G4 (ISO coarse 60%) + UF2 for ROVENTO | o |  | 49.57 |  | SP300200349
AFR-ROVENTO 320 F7 | filtr F7 (ISO ePM10 50%) for ROVENTO | o |  | 22.81 |  | SP300200344
AFR-ROVENTO 320 G4 | filtr G4 (ISO coarse 60%) for ROVENTO | o |  | 19.48 |  | SP300200343
AFR-ROVENTO 320 G4 + UF2 | filtr G4 (ISO coarse 60%) + UF2 for ROVENTO |  | * | 60.79 |  | SP300200348
AFR-ROVENTO 520 F7 | filtr F7 (ISO ePM10 50%) for ROVENTO | o | * | 24.6 |  | SP300200346
AFR-ROVENTO 520 G4 | filtr G4 (ISO coarse 60%) for ROVENTO | o |  | 21.12 |  | SP300200345
AFR-ROVENTO 520 G4 + UF2 | filtr G4 (ISO coarse 60%) + UF2 for ROVENTO |  | * | 64.31 |  | SP300200347
SABIK heat recovery units
SABIK 210 | heat recovery unit |  |  | 2416.36 | 5153139800 | SP306200010
SABIK 210 E | heat recovery unit with enthalpic exchanger |  | * | 3232.77 |  | SP306200040
SABIK 350 | heat recovery unit |  |  | 2802.2 | 5153139200 | SP306200020
SABIK 350 E | heat recovery unit with enthalpic exchanger |  | * | 3450.23 |  | SP306200050
SABIK 500 | heat recovery unit |  | * | 3324.34 | 5153139300 | SP306200030
SABIK 500 E | heat recovery unit with enthalpic exchanger |  | * | 3871.13 |  | SP306200060
SABIK VOC | built-in VOC sensor |  | * | 169.82 |  | SP306200080
SABIK WMC | support |  | * | 73.74 |  | SP306200120
SABIK-NEMBUS-SF | modul for constant airflow |  | * | 292.19 |  | SP306200070
SABIK 210-PH | built-in preheater |  | * | 423.76 |  | SP306200090
SABIK 350-PH | built-in preheater |  | * | 453.48 |  | SP306200100
SABIK 500-PH | built-in preheater |  | * | 509.71 |  | SP306200110
SABIK 210-FM | support for floor installation |  | * | 172.92 |  | SP306200130
SABIK 350-FM | support for floor installation |  | * | 184.42 |  | SP306200140
SABIK 500-FM | support for floor installation |  | * | 193.06 |  | SP306200150
SABIK 350-D 150/160 KIT | spigot reducers |  |  | 19.24 |  | SP306200160
SABIK 500-D 180/200 KIT | spigot reducers |  | * | 21.36 |  | SP306200170
SPCM | communication modul for NEMBUS and SABIK |  |  | 291.68 |  | SP300202040
AFR-SABIK 210 F7/G4 | F7 (ISO ePM1 70%) / G4 (ISO coarse 65%) spare filters set |  |  | 58.39 | 5800046800 | SP306202020
AFR-SABIK 210 G4/G4 | G4 / G4 (ISO coarse 65%) spare filters set |  | * | 44.08 | 5800046700 | SP306202010
AFR-SABIK 350 F7/G4 | F7 (ISO ePM1 70%) / G4 (ISO coarse 65%) spare filters set |  | * | 66.98 | 5800047000 | SP306202040
AFR-SABIK 350 G4/G4 | G4 / G4 (ISO coarse 65%) spare filters set |  | * | 56.04 | 5800046900 | SP306202030
AFR-SABIK 500 F7/G4 | F7 (ISO ePM1 70%) / G4 (ISO coarse 65%) spare filters set |  | * | 74.96 | 5800047200 | SP306202060
AFR-SABIK 500 G4/G4 | G4 / G4 (ISO coarse 65%) spare filters set |  | * | 61.54 | 5800047100 | SP306202050
Accessories for residential heat recovery units
ED Flex® System EASY
EDF-EASY-BOX 10x75 | distribution box DN 75 |  |  | 127.39 |  | HT100100010
EDF-EASY-SK-BOX 125/3x75 | plennum box DN 75 |  |  | 38.16 |  | HT100100020
EDF-EASY-PL-BOX 8x90 | distribution box DN 90 |  |  | 157.06 |  | HT100100015
EDF-EASY-SK-BOX 125/2x90 | plennum box DN 90 |  |  | 43.56 |  | HT100100025
ED Flex 75/63 EASY | PE flexible duct DN 75 |  |  | 206.53 |  | BR340200010
ED Flex 90/75 EASY | PE flexible duct DN 90 |  |  | 255.82 |  | BR340200020
EDF-EASY-CON-H 125/160 | spigot for duct connection DN 125/160 |  |  | 23.09 |  | HT100100040
EDF-EASY-CON-H-BOX | spigot for horizontal connection of distribution boxes |  |  | 18.17 |  | HT100100050
EDF-EASY-CON-V 125/160/200 | spigot for duct connection DN 125/160/200 |  |  | 24.69 |  | HT100100030
EDF-EASY-CON-V-BOX | spigot for vertical connection of distribution boxes |  |  | 18.26 |  | HT100100060
EDF-EASY-CLN | in-duct controller damper |  |  | 15.3 |  | HT100100070
ED Duct System EASY | system of insulation duct
EDD-EASY-DN125 | EPS duct, 1 m |  |  | 24.6 |  | HT100101010
EDD-EASY-DN160 | EPS duct, 1 m |  |  | 26.8 |  | HT100101020
EDD-EASY-DN200 | EPS duct, 1 m |  |  | 32.01 |  | HT100101030
EDD-EASY-OL 45° 125 | EPS bend |  |  | 14.03 |  | HT100101040
EDD-EASY-OL 45° 160 | EPS bend |  |  | 17.51 |  | HT100101050
EDD-EASY-OL 45° 200 | EPS bend |  |  | 22.25 |  | HT100101060
EDD-EASY-T 90° 125 | EPS T-piece |  |  | 45.44 |  | HT100101070
EDD-EASY-T 90° 160 | EPS T-piece |  |  | 52.81 |  | HT100101080
EDD-EASY-T 90° 200 | EPS T-piece |  |  | 56.61 |  | HT100101090
EDD-EASY-MSK 125 | EPS damper |  |  | 62.99 |  | HT100101100
EDD-EASY-MSK 160 | EPS damper |  |  | 65.2 |  | HT100101110
EDD-EASY-MSK 200 | EPS damper |  |  | 67.54 |  | HT100101120
EDD-EASY-SV 125 | inside connection air tight |  |  | 11.69 |  | HT100101130
EDD-EASY-SV 160 | inside connection air tight |  |  | 12.58 |  | HT100101140
EDD-EASY-SV 200 | inside connection air tight |  |  | 14.32 |  | HT100101150
EDD-EASY-for 125/160/200 | EPS in-line redustion DN125/DN160/DN200 |  |  | 12.91 |  | HT100101160
EDD-EASY-for 160/150 | EPDM adapter for connection of DN150 duct |  |  | 27.41 |  | HT100101180
EDD-EASY-for 200/180 | EPDM adapter for connection of DN180 duct |  |  | 29.85 |  | HT100101190
EDD-EASY-UNI | support |  |  | 9.86 |  | HT100101170
SF-P 138 | negative pressure siphon | o | * | 39.05 |  | GI100100010
SF-P 300 | negative pressure siphon | o | * | 27.37 |  | CP100100010
SF-P 1300 | negative pressure siphon | o | * | 30.46 |  | CP100100110
EDF-U-BOX 125/4 LOCK | distribution box |  |  | on request
EDF-U-BOX 125/5 LOCK | distribution box |  |  | on request
EDF-U-BOX 160/4 LOCK | distribution box |  |  | 131.1 |  | BR330111010
EDF-U-BOX 160/6 LOCK | distribution box |  |  | 156.63 |  | BR330111020
EDF-U-BOX 160/10 LOCK | distribution box |  |  | 187.66 |  | BR330111030
EDF-PL-BOX 125/4 LOCK | flat distribution box |  |  | 138.8 |  | CH206100010
EDF-PL-BOX 160/6 LOCK | flat distribution box |  |  | 179.21 |  | CH206100020
EDF-PL-BOX 160/8 LOCK | flat distribution box |  |  | 203.34 |  | CH206100030
EDF-SK-BOX 100/1 LOCK | wall / ceiling box |  |  | 49.29 |  | CH206100040
EDF-SK-BOX 100/2 LOCK | wall / ceiling box |  |  | 60.5 |  | CH206100060
EDF-SK-BOX 125/1 LOCK | wall / ceiling box |  |  | 57.12 |  | CH206100050
EDF-SK-BOX 125/2 LOCK | wall / ceiling box |  |  | 62.66 |  | CH206100070
EDF-SK-BOX 160/2 LOCK | wall / ceiling box |  |  | 75.52 |  | CH206100080
EDF-SR-BOX 100/1 LOCK | streight wall / ceiling box |  |  | 55.39 |  | CH206100120
EDF-SR-BOX 100/2 LOCK | streight wall / ceiling box |  |  | 56.89 |  | CH206100090
EDF-SR-BOX 125/1 LOCK | streight wall / ceiling box |  |  | 60.93 |  | CH206100130
EDF-SR-BOX 125/2 LOCK | streight wall / ceiling box |  |  | 61.07 |  | CH206100100
EDF-SR-BOX 160/2 LOCK | streight wall / ceiling box |  |  | 62.1 |  | CH206100110
EDF-G-BOX LOCK | plastic wall box |  |  | 54.31 |  | BR330112010
EDF-M AURORA | design grille for EDF-G-BOX LOCK |  |  | 63.09 |  | BR330113080
EDF-M GINEVRA | design grille for EDF-G-BOX LOCK |  |  | 63.09 |  | BR330113100
EDF-M GIOVE | design grille for EDF-G-BOX LOCK |  |  | 63.09 |  | BR330113030
EDF-M MARTE | design grille for EDF-G-BOX LOCK |  |  | 63.09 |  | BR330113060
EDF-M NETTUNO | design grille for EDF-G-BOX LOCK |  |  | 46.61 |  | BR330113050
EDF-M PLUTONE | design grille for EDF-G-BOX LOCK |  |  | 46.61 |  | BR330113020
EDF-M SATURNO | design grille for EDF-G-BOX LOCK |  |  | 46.61 |  | BR330113070
EDF-M TERRA | design grille for EDF-G-BOX LOCK |  |  | 46.61 |  | BR330113040
EDF-M VANESSA | design grille for EDF-G-BOX LOCK |  |  | 63.09 |  | BR330113090
EDF-M VENERE | design grille for EDF-G-BOX LOCK |  |  | 63.09 |  | BR330113010
EDF-K1-BOX LOCK | metal wall box |  |  | 49.33 |  | BR330112020
EDF-K2-BOX LOCK | metal wall box |  |  | 60.32 |  | BR330112030
EDF-K3-BOX LOCK | metal wall box |  |  | 65.81 |  | BR330112040
EDF-M-K1 | design grille for EDF-K-BOX LOCK |  |  | 17.41 |  | BR330113110
EDF-M-K2 | design grille for EDF-K-BOX LOCK |  |  | 23.28 |  | BR330113120
EDF-M-K3 | design grille for EDF-K-BOX LOCK |  |  | 33.94 |  | BR330113130
EDF-P-BOX 200x100 LOCK | floor box |  |  | 112.18 |  | CH206100140
EDF-P-BOX 300x150 LOCK | floor box |  |  | 161.23 |  | CH206100150
PME 200x100 | flooor grille for EDF-P-BOX LOCK | o |  | 66.65 |  | BR150100001
PME 300x150 | flooor grille for EDF-P-BOX LOCK |  |  | 70.83 |  | BR150100130
ED flex 75/63 EASY, 50 m | flexible duct, 50 m |  |  | 206.53 |  | BR340200010
ED flex 75/63 PRO, 50 m | flexible duct, 50 m | o |  | 271.31 |  | HE100100010
ED flex 90/75 EASY, 50 m | flexible duct, 50 m |  |  | 255.82 |  | BR340200020
ED flex 90/77 PRO, 50 m | flexible duct, 50 m | o |  | 318.24 |  | HE100100020
ED Plano FLex 102x50 | oval flexible PE duct, 50 m |  |  | 651.51 |  | BR340200030
EDF-PLUG LOCK | spigot for distribution box |  | * | 26.05 |  | BR330100110
EDF-PLUGP LOCK | oval spigot for distribution box |  | * | 61.07 |  | BR330100210
EDF-PLUGS LOCK | spigot for connection box |  | * | 26.05 |  | BR330100120
OK 75 | sealing rubber „O“ ring | o |  | 1.97 |  | HE200100020
OK 90 | sealing rubber „O“ ring | o |  | 2.44 |  | HE200100070
EDF-SEAL-LOCK | sealing for LOCK spigots | o | * | 0.8 |  | BR330110020
EDF-P-SP | inside connection |  |  | 20.75 |  | BR340200040
EDF-SN-75-ED Flex | outside connection | o |  | 4.6 |  | HE200100010
EDF-SN-90-ED Flex | outside connection | o |  | 5.49 |  | HE200100015
EDF-ZP LOCK | bayonet plug | o | * | 6.85 |  | BR330109010
EDF-Z-75 | cap for boxes and fittings | o |  | 3.99 |  | HE200100030
EDF-Z-90 | cap for boxes and fittings | o |  | 5.87 |  | HE200100035
EDF-ZB-100 | plastic end cap inside |  |  | 0.71 |  | BH100401010
EDF-ZB-125 | plastic end cap inside |  |  | 0.84 |  | BH100401020
EDF-ZB-160 | plastic end cap inside |  |  | 1.31 |  | BH100401030
EDF-OL-75 | plastic pressed bend |  |  | 16.01 |  | AR100100010
EDF-OL-90 | plastic pressed bend |  |  | 22.06 |  | AR100100020
EDF-PRO-90/75 | plastic pressed reducer |  |  | 18.12 |  | AR100100030
ED FLex Locker DN75 | clip | o |  | 2.21 |  | BH200100010
ED FLex Locker DN90 | clip | o |  | 3.52 |  | BH200100020
ED Flex Cutter EASY DN75 | duct cutter |  | * | 3.52 |  | LU100100010
ED Flex Cutter EASY DN90 | duct cutter |  | * | 4.27 |  | LU100100020
ED Flex Cutter for DN75 | duct cutter |  | * | 3.52 |  | LU100100030
ED Flex Cutter for DN90 | duct cutter |  | * | 4.27 |  | LU100100040
EDF-S-BOX-080/75 | wall (ceiling) meteal box (without valve) | o |  | 41.82 |  | TT100100019
EDF-S-BOX-100/75 | wall (ceiling) meteal box (without valve) | o |  | 42.48 |  | TT100100020
EDF-S-BOX-125/75 | wall (ceiling) meteal box (without valve) | o |  | 45.95 |  | TT100100030
EDF-SJ-100/75 | wall (ceiling) plastic connector | o |  | 78.2 |  | WG900200010
EDF-SJ-125/75 | wall (ceiling) plastic connector | o |  | 32.48 |  | WG900200050
EDF-SJD-100/75 | wall (ceiling) plastic connector | o |  | 78.2 |  | WG900200020
EDF-SJD-125/75 | wall (ceiling) plastic connector | o |  | 32.48 |  | WG900200060
EDF-SJP-100/75 | wall (ceiling) plastic connector | o |  | 96.83 |  | WG900200030
EDF-SJZ-1040 | cap for plastic connectors |  |  | 4.08 |  | WG900200040
EDF-SAVT-125/5x75 | wall (ceiling) plastic connector |  |  | on request
EDF-SAVT-125/5x75 L | wall (ceiling) plastic connector with extension |  |  | 178.27 |  | WG900200110
CTVK 100 | supply valve | o |  | 73.37 |  | AB380100010
KGEZ-01-10 | short mounting ring | o |  | 5.49 |  | AB390100010
KGEZ-05-10 | long mounting ring |  |  | 5.49 |  | AB390100020
KEL 100 | elektric controlled dish valve 12 V | o |  | 56.89 |  | ED181100010
KEL 125 | elektric controlled dish valve 12 V | o |  | 58.86 |  | ED181100020
EDF-SK-BOX-080/2x75 | wall (ceiling) box (without grille) | o |  | 46.38 |  | TT200200008
EDF-SK-BOX-100/2x75 | wall (ceiling) box (without grille) | o |  | 47.13 |  | TT200200009
EDF-SK-BOX-125/2x75 | wall (ceiling) box (without grille) | o |  | 47.13 |  | TT200200010
EDF-SK-BOX-125/3x75 | wall (ceiling) box (without grille) |  |  | 85.24 |  | TT200200011
EDF-SK-BOX-150/2x75 | wall (ceiling) box (without grille) | o |  | 45.2 |  | TT200200015
EDF-SK-BOX-150/3x75 | wall (ceiling) box (without grille) |  |  | 64.82 |  | TT200200016
EDF-SK-BOX-1x75 | wall (ceiling) box (without grille) |  |  | 51.21 |  | TT200200033
EDF-SK-BOX-2x75 | wall (ceiling) box (without grille) | o |  | 65.71 |  | TT200200030
EDF-SR-BOX-2x75 | wall (ceiling) box straight (without grille) |  |  | on request
EDF-SR-BOX 80/2x75 | wall (ceiling) box straight (without grille) |  |  | 41.49 |  | TT200200018
EDF-SR-BOX 100/2x75 | wall (ceiling) box straight (without grille) |  |  | 42.15 |  | TT200200019
EDF-SR-BOX 125/2x75 | wall (ceiling) box straight (without grille) | o |  | 41.49 |  | TT200200020
EDF-telescope-SR-BOX 2x75 | extension piece | o |  | 13.61 |  | TT200220015
EDF-telescope-BOX-100 | telescope | o |  | 4.27 |  | TT200200007
EDF-telescope-BOX-125 | telescope |  |  | 4.83 |  | TT200200012
EDF-telescope-BOX-150 | telescope |  |  | 5.44 |  | TT200320012
EDF-PK-BOX 150/2x75 | floor box straight |  |  | 47.13 |  | TT200320010
EDF-PR-BOX 150/2x75 | floor box straight |  |  | 42.57 |  | TT200320020
EDF-PL-BOX 125/2x2x75 | flat distribution box |  |  | 104.02 |  | TT200100039
EDF-PL-BOX 125/4x75 | flat distribution box | o |  | 143.4 |  | TT200100038
EDF-PL-BOX 125/6x75 | flat distribution box | o |  | 214.98 |  | TT200100080
EDF-PL-BOX 160/2x2x75 | flat distribution box |  |  | 104.02 |  | TT200100060
EDF-PL-BOX 160/4x75 | flat distribution box | o |  | 144.1 |  | TT200100055
EDF-PL-BOX 160/8x75 | flat distribution box | o |  | 155.6 |  | TT200100040
EDF-PVA-250x135 | floor grille (alluminium) |  |  | 34.73 |  | TT200300010
EDF-PVZ-250x135 | floor grille (galvanized) |  |  | 29.67 |  | TT200300040
EDF-PVB-250x135 | floor grille (white) | o |  | 31.73 |  | TT200300020
EDF-PVH-250x135 | floor grille (brown) |  |  | 31.73 |  | TT200300030
EDF-PVN-250x135 | floor grille (nerez) |  |  | 50.51 |  | TT200300050
EDF-SVA-250x90 | wall grille (alluminium) |  |  | 32.72 |  | TT200220030
EDF-SVZ-250x90 | wall grille (galvanized) |  |  | 28.87 |  | TT200220025
EDF-SVB-250x90 | wall grille (white) |  |  | 31.07 |  | TT200220035
EDF-SVN-250x90 | wall grille (nerez) | o |  | 46.52 |  | TT200220045
EDF-OS-90-75 | segment bend 90° | o |  | 18.31 |  | TT100100010
EDF-OS-90-90 | segment bend 90° | o |  | 23 |  | TT100100011
EDF-PR-100/75 | reducer 100/75 | o |  | 20.84 |  | TT100900010
EDF-SNA-90/75 | reducer | o |  | 18.35 |  | WG900200070
EDF-M-BOX 160/6x75 | small distribution box |  |  | 173.77 |  | TT200100029
EDF-U-BOX 125/5x75 | distribution box |  |  | 185.17 |  | TT200100012
EDF-U-BOX 160/10x75 | distribution box | o |  | 235.73 |  | TT200100020
EDF-U-BOX 180/15x75 | distribution box | o |  | 279.05 |  | TT200100031
ED flex 75/63 EASY, 50 m | flexible duct, 50 m |  |  | 206.53 |  | BR340200010
ED flex 75/63 PRO, 50 m | flexible duct, 50 m | o |  | 271.31 |  | HE100100010
ED flex 90/75 EASY, 50 m | flexible duct, 50 m |  |  | 255.82 |  | BR340200020
ED flex 90/77 PRO, 50 m | flexible duct, 50 m | o |  | 318.24 |  | HE100100020
ED geoflex 200/175; 50 m | flexible duct, 50 m | o |  | 1576.63 |  | HE100100021
EDF-sealer 75 | sealer 1 m | o |  | 32.62 |  | ED600100010
EDF-SN-75-ED flex | outside connection | o |  | 4.6 |  | HE200100010
EDF-SN-90-ED flex | outside connection | o |  | 5.49 |  | HE200100015
DFL 100 | outside end cap |  | * | 5.07 |  | TV110100010
DFL 200 | outside end cap |  | * | 7.84 |  | TV110100070
EDF-OK 200 set | drain set |  |  | 136.31 |  | TV891100020
EDF-VK M20x1,5 | drain 3/4" | o |  | 20.51 |  | TV891100010
OK 200 | těsnící gumový kroužek | o |  | 12.91 |  | HE200100060
EDF-PR-200-geoflex | wall cuff |  |  | 240.56 |  | HE200100040
EDF-SN-200-geoflex | outside connection | o |  | 46.52 |  | HE200100050
EDF-VSL 200 set | set of outside inlet column | o |  | 361.94 |  | TT200330050
ED Flex locker DN75 | clip | o |  | 2.21 |  | BH200100010
ED Flex locker DN90 | clip | o |  | 3.52 |  | BH200100020
JPA 200 | adapter | o |  | 71.02 |  | PR390100015
PROLG 200/100 | reducer with gasket | o | * | 14.74 |  | LB204100061
SPIRO 200 | spiro duct |  |  | 16.19 |  | VT800300080
EDF-filtr 200 | conical filter | o |  | 43.23 |  | FV150200010
EDF-VHL 200/315 galvanized | header of outside inlet column | o |  | 293.23 |  | LB110100010
EDF-VHL 200/315 nerez | header of outside inlet column |  |  | 1350.01 |  | LB110100030
EDF-VHL 200/315 RAL9006 | header of outside inlet column |  |  | 371.99 |  | LB110100040
EDF-VHL 200/315 TiZn | header of outside inlet column |  |  | 945.02 |  | LB110100050
LM 24 A-SR | actuator | o | * | 187.8 |  | BO170100090
EDF-Z-75 plast HE | plastic end cap | o |  | 3.99 |  | HE200100030
EDF-Z-90 plast HE | plastic end cap | o |  | 5.87 |  | HE200100035
EDF-Z-90 plast | inside plastic end cap | o |  | 4.46 |  | BH100400020
OK 75 | rubber sealing ring | o |  | 1.97 |  | HE200100020
EDP-MD-110x50 | duct support | o |  | 4.13 |  | TT300100070
EDP-MD-200x50 | duct support | o |  | 5.44 |  | TT300100080
EDP-P-BOX-200x50/90 | floor box | o |  | 143.21 |  | TT300100420
EDP-P-BOX-200x50/135 | floor box | o |  | 143.21 |  | TT300100410
EDP-PK-110x50/1000 | flat duct | o |  | 15.02 |  | TT300100010
EDP-PK-200x50/1000 | flat duct | o |  | 19.71 |  | TT300100020
EDP-PK-200x50/440/75 | reducer from EDP to EDF or spiro |  |  | 32.11 |  | TT300100026
EDP-PK-200x50/440/100 | reducer from EDP to EDF or spiro |  |  | 32.39 |  | TT300100024
EDP-PK-200x50/440/125 | reducer from EDP to EDF or spiro | o |  | 32.58 |  | TT300100027
EDP-PK-200x50/440/160 | reducer from EDP to EDF or spiro |  |  | 32.76 |  | TT300100025
EDP-S-110x50/200 | outside connection | o |  | 5.26 |  | TT300100030
EDP-S-200x50/200 | outside connection | o |  | 7.23 |  | TT300100040
EDP-SV-110x50/200 | fittings connection | o |  | 5.26 |  | TT300100032
EDP-SV-200x50/200 | fittings connection | o |  | 7.23 |  | TT300100045
EDP-Z-110x50 | end cap | o |  | 3 |  | TT300100050
EDP-Z-200x50 | end cap | o |  | 3.14 |  | TT300100060
EDP-PR-110x50/80 | in-line reducer to spiro | o |  | 24.97 |  | TT300100242
EDP-PR-110x50/100 | in-line reducer to spiro | o |  | 24.97 |  | TT300100240
EDP-PR-200x50/80 | in-line reducer to spiro |  |  | 27.32 |  | TT300100248
EDP-PR-200x50/100 | in-line reducer to spiro | o |  | 27.32 |  | TT300100244
EDP-PR-200x50/125 | in-line reducer to spiro | o |  | 27.32 |  | TT300100246
EDP-PR-200x50/110x50 | reducer | o |  | 27.32 |  | TT300100250
EDP-PR-200x50/2x75 | reducer to ED Flex system |  |  | 27.32 |  | TT300100252
EDP-PT-200x50/1000 | flat silencer | o |  | 85.66 |  | TT300100090
EDP-PT-350/200x50/1000 | flat silencer |  |  | 146.78 |  | TT300100092
EDP-TVA-110x50/80 | 90° "T" reducer for vertical round diffuser |  |  | 23.33 |  | TT300100142
EDP-TVA-110x50/100 | 90° "T" reducer for vertical round diffuser | o |  | 23.33 |  | TT300100140
EDP-TVA-200x50/80 | 90° "T" reducer for vertical round diffuser |  |  | 24.13 |  | TT300100154
EDP-TVA-200x50/100 | 90° "T" reducer for vertical round diffuser | o |  | 24.6 |  | TT300100151
EDP-TVA-200x50/125 | 90° "T" reducer for vertical round diffuser | o |  | 24.6 |  | TT300100150
EDP-TVA-200x50/160 | 90° "T" reducer for vertical round diffuser | o |  | 25.63 |  | TT300100152
EDP-TVS-110x50/80 | 90° "T" vertical reducer for spiro |  |  | 21.59 |  | TT300100102
EDP-TVS-110x50/100 | 90° "T" vertical reducer for spiro |  |  | 21.59 |  | TT300100100
EDP-TVS-200x50/80 | 90° "T" vertical reducer for spiro |  |  | 22.44 |  | TT300100114
EDP-TVS-200x50/100 | 90° "T" vertical reducer for spiro | o |  | 23.09 |  | TT300100111
EDP-TVS-200x50/125 | 90° "T" vertical reducer for spiro | o |  | 23.09 |  | TT300100110
EDP-TVS-200x50/160 | 90° "T" vertical reducer for spiro | o |  | 23.99 |  | TT300100112
EDP-OH-110x50/45° | horizontal bend 45° | o |  | 11.59 |  | TT300100120
EDP-OH-200x50/45° | horizontal bend 45° | o |  | 16.62 |  | TT300100130
EDP-OH-110x50/90° | horizontal bend 90° | o |  | 14.22 |  | TT300100122
EDP-OH-200x50/90° | horizontal bend 90° | o |  | 17.65 |  | TT300100132
EDP-OV-110x50/45° | vertical bend 45° |  |  | 12.25 |  | TT300100230
EDP-OV-110x50/90° | vertical bend 90° | o |  | 11.92 |  | TT300100180
EDP-OV-200x50/45° | vertical bend 45° | o |  | 12.58 |  | TT300100232
EDP-OV-200x50/90° | vertical bend 90° | o |  | 12.58 |  | TT300100182
EDP-OV-110x50/500 | short duct with T-piece and telescope |  |  | 73.08 |  | TT300100160
EDP-OV-200x50/500 | short duct with T-piece and telescope |  |  | 77.54 |  | TT300100162
EDP-PVA-250x135 | floor grille (alluminium) |  |  | 34.73 |  | TT300200010
EDP-PVZ-250x135 | floor grille (galvanized) | o |  | 32.15 |  | TT300200070
EDP-PVB-250x135 | floor grille (white) |  |  | 31.73 |  | TT300200030
EDP-PVH-250x135 | floor grille (brown) |  |  | 31.73 |  | TT300200050
EDP-PVA-250x90 | floor grille (alluminium) |  |  | 32.72 |  | TT300200020
EDP-PVZ-250x90 | floor grille (galvanized) |  |  | 28.87 |  | TT300200080
EDP-PVB-250x90 | floor grille (white) | o |  | 31.07 |  | TT300200040
EDP-PVH-250x90 | floor grille (brown) |  |  | 31.07 |  | TT300200060
EDP-RO-110x50/500 | short duct with T-piece and telescope |  |  | 73.08 |  | TT300100190
EDP-RO-200x50/500 | short duct with T-piece and telescope |  |  | 77.54 |  | TT300100192
EDP-T-110x50 | T-piece |  |  | 17.56 |  | TT300100200
EDP-T-200x50 | T-piece | o |  | 21.31 |  | TT300100202
EDP-Y-110x50/45° | Y-piece asymmetrical |  |  | 19.2 |  | TT300100210
EDP-Y-110x50/45° | Y-piece symmetrical |  |  | 19.2 |  | TT300100212
EDP-Y-200x50/45° | Y-piece asymmetrical | o |  | 27.6 |  | TT300100214
EDP-Y-200x50/45° | Y-piece symmetrical | o |  | 27.6 |  | TT300100216
EDP-pcs.-110x50 | flat damper |  |  | 37.46 |  | TT300100220
EDP-pcs.-200x50 | flat damper |  |  | 39.15 |  | TT300100222
EDP-U-BOX-125 | distribution box |  |  | 138.94 |  | TT300100300
EDP-U-BOX-150 | distribution box |  |  | 138.94 |  | TT300100305
EDP-U-BOX-160 | distribution box |  |  | 138.94 |  | TT300100310
EDP-UM-BOX 125/110 | distribution box |  |  | 78.72 |  | TT300100350
EDP-UM-BOX 125/200 | distribution box |  |  | 83.32 |  | TT300100320
EDP-UM-BOX 150/110 | distribution box |  |  | 79.37 |  | TT300100360
EDP-UM-BOX 150/200 | distribution box |  |  | 83.79 |  | TT300100330
EDP-UM-BOX 160/110 | distribution box |  |  | 79.37 |  | TT300100370
EDP-UM-BOX 160/200 | distribution box | o |  | 83.79 |  | TT300100340
TWG-PRO 160/125 | circular coupling flange for TWG | o |  | 70.27 |  | PR581100010
TWG-PRO 160/150 | circular coupling flange for TWG |  |  | 71.58 |  | PR581100015
TWG-PRO 160/160 | circular coupling flange for TWG | o |  | 71.58 |  | PR581100020
TWG-PRO 200/125 | circular coupling flange for TWG |  |  | 76.84 |  | PR581100030
TWG-PRO 200/150 | circular coupling flange for TWG | o |  | 78.76 |  | PR581100035
TWG-PRO 200/160 | circular coupling flange for TWG | o |  | 78.76 |  | PR581100040
TWG-PRO 200/200 | circular coupling flange for TWG | o |  | 79.66 |  | PR581100050
TWG-PRO 250/150 | circular coupling flange for TWG |  |  | 85.48 |  | PR581100055
TWG-PRO 250/160 | circular coupling flange for TWG | o |  | 85.48 |  | PR581100060
TWG-PRO 250/200 | circular coupling flange for TWG | o |  | 87.26 |  | PR581100070
TWG-PRO 250/250 | circular coupling flange for TWG |  |  | 92.99 |  | PR581100075
TWG-PRO 315/200 | circular coupling flange for TWG | o |  | 92.99 |  | PR581100080
TWG-PRO 315/250 | circular coupling flange for TWG |  |  | 101.06 |  | PR581100082
TWG-PRO 315/315 | circular coupling flange for TWG | o |  | 104.39 |  | PR581100085
TWG-PRO 400/400 | circular coupling flange for TWG |  |  | 194.19 |  | PR581100100
VEL 10-1-1-2 | plastic dish valve with mechanical timer 30 min | o | * | 71.96 |  | VX381102020
VEL 10-1-1-3 | plastic dish valve with mechanical timer 60 min |  |  | 47.17 |  | VX381102030
VEL 10-4-0 | electric plastic dish valve 24 V | o |  | 107.72 |  | VX381100010
VEL 12-1-1-2 | plastic dish valve with mechanical timer 30 min |  |  | 79.28 |  | VX381103020
VEL 12-4-0 | electric plastic dish valve 24 V | o | * | 109.98 |  | VX381100020
VEF 080 | exhaust plastic dish valve | o |  | 10.19 |  | VX380100010
VEF 100 | exhaust plastic dish valve | o |  | 13 |  | VX380100020
VEF 125 | exhaust plastic dish valve | o |  | 14.32 |  | VX380100030
VEF 160 | exhaust plastic dish valve | o |  | 22.01 |  | VX380100040
VEF 200 | exhaust plastic dish valve | o |  | 28.77 |  | VX380100050
PULSE push-pull heat recovery units
PULSE 160 | small heat recovery unit (without controller) | o | * | 561.86 |  | SP304100310
PULSE 160 SET | small heat recovery unit (with controller) |  | * | 788.62 |  | SP304100300
PULSE CONTROL PRO | remote controller for PULSE 160 unit | o | * | 268.3 |  | SP304100330
PULSE 160 sada filtrů | G3 filters set for PULSE 160 unit | o | * | 31.31 |  | SP304100320
PULSE 160-F | fine dust / pollen filter ePM 2,5 |  |  | 91.48 |  | SP304100380
PULSE 160-S | inside silencer |  | * | 46.28 |  | SP304100370
PULSE 160-W | hidden facade element white |  |  | 235.49 |  | SP304100350
PULSE 160-WA | hidden facade element anthracite |  |  | 235.49 |  | SP304100360
PULSE 160 T700 | duct 700 mm |  | * | 52.48 |  | SP304100340
RESPIRO N push-pull heat recovery units
RESPIRO 100 N | small heat recovery unit with remote controll |  | * | 357.67 |  | SP304100100
RESPIRO 100 RD N | small heat recovery unit with remote controll |  | * | 510.32 | 5144308400 | SP304100110
RESPIRO 150 N | small heat recovery unit with remote controll |  | * | 435.87 | 5144308300 | SP304100120
RESPIRO 150 RD N | small heat recovery unit with remote controll |  | * | 566.5 | 5144308500 | SP304100130
RESPIRO 100 filtr G3/G3 | spare filters G3/G3 |  | * | 21.83 |  | SP304100030
RESPIRO 150 filtr G3/G3 | spare filters G3/G3 | o |  | 23.66 |  | SP304100040
RESPIRO PRO push-pull heat recovery units
RESPIRO 150 PRO | small heat recovery unit |  | * | 605.32 |  | BR360100010
RESPIRO for filtr G3/G3 | spare filters G3/G3 for RESPIRO 150 PRO |  | * | 23.66 |  | BR360100020
AR Flex ventilation system
ALTAIR 120 H | heat recovery unit, horizontal installation | o | * | 1764.71 | 5153811000 | SP305100020
ALTAIR 120 H LE | heat recovery unit, horizontal installation, enthalpic |  | * | 1869.76 |  | SP305100040
ALTAIR 160 H | heat recovery unit, horizontal installation |  | * | 1939.74 |  | SP305100120
ALTAIR 120 V | heat recovery unit, vertical installation | o | * | 1604.37 | 5153811200 | SP305100010
ALTAIR – AxB crossbox 100 | cross box |  | * | 129.5 |  | SP305102010
ALTAIR – AxB crossbox 125 | cross box |  | * | 146.31 |  | SP305102020
AR-B | reducer |  |  | 2.49 |  | SP305101020
AR-C | back draft shutter |  |  | 15.72 |  | SP305101190
AR-D1 | flexible duct |  |  | 16.57 |  | SP305101250
AR-D2 | inside connection |  |  | 2.16 |  | SP305101070
AR-E1 | flexible silencer |  |  | 72.71 |  | SP305101090
AR-E2 | flexible silencer |  |  | 87.31 |  | SP305101091
AR-F1 | flexible duct |  |  | 3.33 |  | SP305101080
AR-G | plenum box |  |  | 54.31 |  | SP305101260
AR-H1 | distribution box |  |  | 164 |  | SP305101011
AR-H2 | distribution box |  |  | 177.8 |  | SP305101015
AR-I | flexible PE duct |  |  | 206.53 |  | SP305101120
AR-J | straight ceiling box |  |  | 60.5 |  | SP305101130
AR-K | straight wall box |  |  | 56.89 |  | SP305101140
AR-L | straight ceiling box |  |  | 49.29 |  | SP305101151
AR-M | straight wall box |  |  | 55.39 |  | SP305101161
AR-N | bend 90º |  |  | 16.01 |  | SP305101170
AR-O | outside connection |  |  | 4.6 |  | SP305101180
AR-P | ceiling diffuser |  |  | 14.32 |  | SP305101201
AR-P-1 | deflektor for diffuser AR-P |  |  | 2.21 |  | SP305101202
AR-Q | dish valve |  |  | 11.92 |  | SP305101060
AR-R | wall diffuser |  |  | 33.75 |  | SP305101210
AR-S | wall diffuser |  |  | 28.26 |  | SP305101200
AR-U1 | ventilation grille |  |  | 17.98 |  | SP305101040
AR-U2 | facade grille with bird net |  |  | 25.82 |  | SP305101045
AR-V1 | facade grille |  |  | 149.64 |  | SP305101220
AR-V2 | facade grille |  |  | 135.56 |  | SP305101221
AR-V3 | facade grille |  |  | 194.14 |  | SP305101225
AR-W | G4/G4 filter set | o |  | 42.29 |  | SP305101230
AR-W1 | G4/M5 filter set |  |  | 61.21 |  | SP305101231
AR-X | rubber sealing ring | o |  | 1.78 |  | SP305101100
AR-Y | steel clip |  |  | 1.69 |  | SP305101110
AR-Z | alluminium adhesive tape |  |  | 16.94 |  | SP305101240
SF-P 138 | negative pressure siphon | o | * | 39.05 |  | GI100100010
SPCM-1 | communication modul for ALTAIR unit | o |  | 291.68 |  | SP300202020
TSP-Plus | LCD controller for ALTAIR unit |  | * | 461.17 |  | SP300200630
AFR-ALTAIR 160 G4/G4 | filter set for ALTAIR 160 H unit |  |  |  |  | SP305100125
AFR-ALTAIR 160 M5/G4 | filter set for ALTAIR 160 H unit |  |  | 56.09 |  | SP305100126
PluggPlan ventilation system
PP-A | circular flexible duct, 4 meters, including end caps |  | * | 54.45 |  | PL300101010
PP-B | basic packet |  |  | 331.67 |  | PL300101020
PP-C | flat flexible duct, 10 meters |  | * | 115.05 |  | PL300101030
PP-D | connection duct, 4x0,5 meter |  |  | 59.28 |  | PL300101040
PP-E | EPP bends set, 4 × 45° |  | * | 41.21 |  | PL300101050
PP-F | ventilation grilles, 2 pcs. |  | * | 52.1 |  | PL300101060
PP-N | bends set for flat flexible duct PP-C, 5 pcs. |  |  | 62.99 |  | PL300101070
PP-S | flexible duct silencer, 2 pcs. |  | * | 140.72 |  | PL300101110
PP-W | outside grille |  | * | 131.9 |  | PL300101080
PP-G4G4 | spare filters for PP-G, 2 x filtr G4 |  | * | 38.44 |  | PL300101090
PP-BF | spare filters for ventilation glilles PP-F, 5 pcs. |  | * | 8.54 |  | PL300101100
PLUGGIT residential ventilation
PLUGGIT heat recovery units
AP 190 | heat recovery unit |  | * | 2650.16 |  | PL100100010
AP 310 | heat recovery unit |  | * | 2924.61 |  | PL100100020
AP 460 | heat recovery unit |  | * | 4186.84 |  | PL100100030
AR 100 | heat recovery unit |  | * | 3476.14 |  | PL100100040
AR 150 | heat recovery unit |  | * | 3522.24 |  | PL100100050
AD 160 | heat recovery unit |  | * | 3325.19 |  | PL100100060
PLUGGIT spare filters
PL-APFG4-190 | spare filters G4/G4 (2 pcs.) for AP190 |  | * | 66.65 |  | PL111101010
PL-APFG4F7-190 | spare filters G4/F7 (2 pcs.) for AP190 |  | * | 83.97 |  | PL111101020
PL-APFG4-310 | spare filters G4/G4 (2 pcs.) for AP310 | o | * | 117.58 |  | PL111101210
PL-APFG4F7-310 | spare filters G4/F7 (2 pcs.) for AP310 |  | * | 92.99 |  | PL111101220
PL-APFG4-460 | spare filters G4/G4 (2 pcs.) for AP460 |  | * | 81.86 |  | PL111101310
PL-APFG4F7-460 | spare filters G4/F7 (2 pcs.) for AP460 |  |  | 100.73 |  | PL111101320
PLUGGIT electric accessories
APRC | wireless controller for AP 190/AP 310/AP 460 |  | * | 350.16 |  | PL100101040
APSB 190 | automatic sommer bypass for AP 190 |  | * | 343.73 |  | PL100101050
APSB 310 | automatic sommer bypass for AP 310 |  | * | 343.73 |  | PL100101060
APSB 460 | automatic sommer bypass for AP 460 |  | * | 409.87 |  | PL100101070
APSF | ServoFlowKit for airflow regulation |  | * | 480.84 |  | PL100101080
APRF | sensor VOC |  | * | 350.12 |  | PL100101090
APFF | sensor RH |  | * | 214.98 |  | PL100101100
APHR 190 | elektric preheater for AP 190 |  | * | 348.52 |  | PL100102010
APHR 310 | elektric preheater for AP 310 |  | * | 400.15 |  | PL100102020
APHR 460 | elektric preheater for AP 460 |  | * | 463.19 |  | PL100102030
PLUGGIT circular duct PKR75
PKR 75-25 | circular flexib. duct DN 75, 1 m, packing 25 m |  | * | 8.78 |  | PL110106210
PKR 75-50 | circular flexib. duct DN 75, 1 m, packing 50 m |  | * | 8.12 |  | PL110106220
PKR DG | rubber sealig ring for PKR 75 |  | * | 3.19 |  | PL110107010
UA 75 | duct connector, concrete ceiling |  | * | 8.31 |  | PL110107020
EVWS 75 | plastic box for 2 x PKR 75 |  |  | 54.07 |  | PL110107030
BR 150 | protection ring against concreting of duct |  | * | 21.83 |  | PL110107040
VKR 125 | distribution box 6 x PKR 75 including caps |  | * | 311.44 |  | PL110107050
RD 75 | inlet and outlet regulation piece |  | * | 20.23 |  | PL110107060
RDV 75 | DN 75 reducer for VKR 125 connection |  | * | 7.04 |  | PL110107070
EK 75 | plug DN75 |  |  | 4.41 |  | PL110107080
RS 075 | reducer from EVAD 1 to PKR 75 |  | * | 15.35 |  | PL110107090
PLUGGIT EPP duct IsoPlugg46
IPP 125 | insulated EPP duct DN 125, 0,33 m |  | * | 23.75 |  | PL110102010
IPP 150 | insulated EPP duct DN 150, 0,33 m |  | * | 32.34 |  | PL110102110
IPP 180 | insulated EPP duct DN 180, 0,33 m |  | * | 35.39 |  | PL110102210
IPPBO 125-45 | insulated EEP bend 45° DN 125 |  | * | 18.63 |  | PL110102020
IPPBO 150-45 | insulated EEP bend 45° DN 150 |  | * | 26.57 |  | PL110102120
IPPBO 180-45 | insulated EEP bend 45° DN 180 |  | * | 23.09 |  | PL110102220
IPPV 125 | connection flange DN 125 |  | * | 13.28 |  | PL110102030
IPPV 150 | connection flange DN 150 |  | * | 10.56 |  | PL110102130
IPPV 180 | connection flange DN 180 |  | * | 16.01 |  | PL110102230
PLUGGIT hose pipe PluggFlex
SL 080 | hose pipe PVC DN 80, packing 10 m |  | * | 36.19 |  | PL110101010
SL 125 | hose pipe PVC DN 125, packing 10 m |  | * | 43.14 |  | PL110101020
SL 150 | hose pipe PVC DN 150, packing 10 m |  | * | 54.82 |  | PL110101030
SL 180 | hose pipe PVC DN 180, packing 10 m |  | * | 68.34 |  | PL110101040
EV 100 | assembly set for duct SL 080 |  |  | 102.04 |  | PL110106010
EV 150 | support DN 150 set, 3 pcs. |  | * | 44.12 |  | PL110106030
PLUGGIT flat duct
PK 150 | flat duct 113x50 mm, packing 25 m |  | * | 22.16 |  | PL110100010
PK 200 | flat duct 172x57 mm, packing 25 m |  | * | 31.54 |  | PL110100020
BO 90-150 | band 90° for PK 150 |  | * | 20.79 |  | PL110105060
BO 90-200 | band 90° for PK 200 |  | * | 38.11 |  | PL110105110
BS 90-150 | bend 90° for PK 150 |  | * | 30.56 |  | PL110105030
BS 90-200 | bend 90° for PK 200 |  | * | 40.23 |  | PL110105120
EK 150 | end piece for PK 150 |  | * | 5.73 |  | PL110105080
EV 500 | assambly set for duct PK 150 |  | * | 115.09 |  | PL110106020
EVFA 1 | filter socket DN 150 |  |  | 8.31 |  | PL110106040
FI 150 | connection for PK 150 |  | * | 16.01 |  | PL110105070
FI 200 | connection for PK 200 |  | * | 16.85 |  | PL110105160
FI 525 | inside DN 125 reducer |  | * | 18.78 |  | PL110104050
FI 527 | outside DN 125 reducer |  | * | 18.78 |  | PL110104060
FI 530 | reducer |  | * | 18.63 |  | PL110104070
KA 125-200 | reducer from PK 200 to DN 125 (inside/ inside) |  | * | 31.97 |  | PL110105150
KA 80-200 | reducer from PK 200 to DN 80 (inside/ inside) |  | * | 31.97 |  | PL110105140
pcs. 150 | duct connection PK 150 (30 pcs.) |  | * | 40.93 |  | PL110105090
PL 025 | floor boxes extention frame PL |  | * | 5.73 |  | PL110104020
PL 180 B | floor plastic box for PK 150, bottom spigot |  | * | 119.65 |  | PL110103030
PL 180 D | floor plastic box for PK 150, side spigot |  | * | 101.72 |  | PL110103010
PL 180 W | wall plastic box for PK 150 |  | * | 123.26 |  | PL110103020
PL 230 B | floor plastic box for PK 200, bottom spigot |  | * | 123.26 |  | PL110103060
PL 230 D | floor plastic box for PK 200, side spigot |  | * | 116.97 |  | PL110103040
PL 230 W | wall plastic box for PK 200 |  | * | 142.18 |  | PL110103050
RKO 150 | nozzle for PK 150 |  |  | 64.21 |  | PL110106100
RS 150-200 | plastic reducer from PK 150 to PL 230 D |  | * | 24.27 |  | PL110105010
RS 80-150 | reducer from PK 150 to EVAD/EVWS |  | * | 18.78 |  | PL110105020
RVT 150 | distribution modul with airflow control for PK 150 |  | * | 58.67 |  | PL110106070
TS 150-150-150 | T-piece from PK 150 to PK 150 |  | * | 23.94 |  | PL110106050
TS 150-200-150 | T-piece from PK 150 to PK 200 |  |  | 33.7 |  | PL110106060
TSS 150-200-150 | 90° bottom T-piece from PK 150 to PK 200 |  | * | 79.61 |  | PL110106080
UA 150 | adapter for PK 150 |  | * | 13.14 |  | PL110105050
UA 200 | adapter for PK 200 |  | * | 26.99 |  | PL110105100
VD 523 | extention piece 23 mm |  | * | 12.02 |  | PL110104080
VT 500 | main air distributor |  | * | 92.38 |  | PL110104030
VT 501 | rectangular plug |  | * | 14.55 |  | PL110104090
VT 502 | circular plug |  | * | 14.55 |  | PL110104100
VT 530 | distribution modul for PK 150 |  | * | 138.33 |  | PL110104040
WS 160 | wall assamble kit |  | * | 20.37 |  | PL110104010
YS 150-150-150 | Y-piece for PK 150 |  | * | 34.12 |  | PL110105040
YS 200 | Y-piece for PK 200 |  | * | 53.23 |  | PL110105130
YS 200-150-150 | Y-piece from PK 200 to 2 x PK 150 |  | * | 34.55 |  | PL110106090
PLUGGIT other accessories
APVN 190 | connection Ø 125 for AP 190 |  | * | 9.29 |  | PL100101011
APVN 310 | connection Ø 150 for AP 310 |  | * | 10.09 |  | PL100101021
APVN 460 | connection Ø 180 for AP 460 |  | * | 11.64 |  | PL100101031
PL 200 | inox tray |  |  | 272.34 |  | PL110109010
PL 201 | cover, design for facing |  | * | 361.48 |  | PL110109020
PL 202 | cover, design 2/3 nerez, 1/3 for facing |  | * | 361.48 |  | PL110109030
PL 203 | cover, design 1/3 nerez, 2/3 for facing |  | * | 361.48 |  | PL110109040
PLUGGIT grilles
PL 126 | inox grille (rectangle) + assembly frame |  | * | 155.88 |  | PL110108010
PL 127 | inox grille (slanted stripe) + assembly frame |  | * | 155.88 |  | PL110108020
PL 128 | inox grille (wave) + assembly frame |  | * | 155.88 |  | PL110108030
PL 129 | inox grille (circle) + assembly frame |  |  | 155.88 |  | PL110108040
PL 131 | inox grille (circle) |  | * | 70.27 |  | PL110108050
PL 132 | inox grille (wave) |  | * | 70.27 |  | PL110108060
PL 133 | inox grille (slanted stripe) |  | * | 70.27 |  | PL110108070
PL 134 | inox grille (rectangle) |  | * | 70.27 |  | PL110108080
WSG 125 | inox facade grille DN 125 |  | * | 317.12 |  | PL110109050
WSG 150 | inox facade grille DN 150 |  |  | 345.05 |  | PL110109060
WSG 180 | inox facade grille DN 180 |  | * | 372.18 |  | PL110109070
Flexeo 210 heat recovery units
CADS Flexeo 210 | heat recovery unit |  |  | 1352.45 | 5153534500 | SP300200100
CADS Flexeo 210 BP | heat recovery unit with bypass |  |  | 1625.82 | 5153674500 | SP300200110
Flexeo 210 BP | heat recovery unit with bypass |  |  | 3688.92 | 5153674400 | SP300200120
Earth exchangers
ED-KZ-R | liquid earth exchanger |  |  | 1896.23 |  | RV100100010
ED-KZ-M 160 | hydraulic modul for ED-KZ-R |  |  | on request |  | RV100100030
EHR-ZKO | autonomous controller |  | * | 522.66 |  | JE100200010
CHAP. 3.2 KOMERCIAL heat recovery units
DUOVENT COMPACT DV heat recovery units | wide range, details in catalogue |  |  | on request
DUOVENT COMPACT DV TOP heat recovery units | wide range, details in catalogue |  |  | on request
DUOVENT COMPACT RV heat recovery units | wide range, details in catalogue |  |  | on request
DUOVENT COMPACT RV heat recovery units | wide range, details in catalogue |  |  | on request
DUOVENT MODULAR DV heat recovery units | wide range, details in catalogue |  |  | on request
DUOVENT MODULAR RV heat recovery units | wide range, details in catalogue |  |  | on request
Condensation units
UU 70 W U34 | condensation unit, refrigerant R410A |  |  | 7120.61 |  | MI100100135
UU 85 W U74 | condensation unit, refrigerant R410A |  |  | 8721.22 |  | MI100100130
UUA1.ULO (9) | condensation unit, refrigerant R32 |  |  | 1750.82 |  | MI100100000
UUA1.ULO (12) | condensation unit, refrigerant R32 |  |  | 1750.82 |  | MI100100010
UUB1.U20 (18) | condensation unit, refrigerant R32 |  |  | 2013.67 |  | MI100100210
UUC1.U40 (24) | condensation unit, refrigerant R32 |  |  | 2464.29 |  | MI100100080
UUC1.U40 (30) | condensation unit, refrigerant R32 |  |  | 2464.29 |  | MI100100250
UUD1.U30 (36) | condensation unit, refrigerant R32 |  |  | 4492.04 |  | MI100100060
UUD1.U30 (42) | condensation unit, refrigerant R32 |  |  | 4492.04 |  | MI100100260
UUD1.U30 (48) | condensation unit, refrigerant R32 |  |  | 4492.04 |  | MI100100100
UUD1.U30 (60) | condensation unit, refrigerant R32 |  |  | 4492.04 |  | MI100100300
UUD3.U30 (36) | condensation unit, refrigerant R32 |  |  | 4684.49 |  | MI100100070
UUD3.U30 (42) | condensation unit, refrigerant R32 |  |  | 4684.49 |  | MI100100270
UUD3.U30 (48) | condensation unit, refrigerant R32 |  |  | 4684.49 |  | MI100100120
UUD3.U30 (60) | condensation unit, refrigerant R32 |  |  | 4684.49 |  | MI100100125
AHU-ELDES_02.v1 | communication box for condensation units |  |  | 1056.12 |  | MI100101020
MOV | power limiting module | o |  | 192.45 |  | CN100101030
IRW HE heat exchangers
IRW AL 200 HE | alluminium heat exchanger |  |  | 1419.62 |  | ED168100010
IRW AL 225 HE | alluminium heat exchanger |  |  | 1746.03 |  | ED168100020
IRW AL 250 HE | alluminium heat exchanger |  |  | 2092.11 |  | ED168100030
IRW AL 250 BP HE | alluminium heat exchanger with bypass |  |  | 2512.49 |  | ED168100040
IRW AL 285 HE | alluminium heat exchanger |  |  | 2170.82 |  | ED168100050
IRW AL 285 BP HE | alluminium heat exchanger with bypass |  |  | 2592.94 |  | ED168100060
IRW AL 315 HE | alluminium heat exchanger |  |  | 2933.86 |  | ED168100070
IRW AL 315 BP HE | alluminium heat exchanger with bypass |  |  | 3045.2 |  | ED168100080
IRW AL 355 HE | alluminium heat exchanger |  |  | 3259.52 |  | ED168100090
IRW AL 355 BP HE | alluminium heat exchanger with bypass |  |  | 3379.45 |  | ED168100100
IRW AL 400 HE | alluminium heat exchanger |  |  | 3809.5 |  | ED168100110
IRW AL 400 BP HE | alluminium heat exchanger with bypass |  |  | 3944.55 |  | ED168100120
IRW AL 450 HE | alluminium heat exchanger |  |  | 3968.58 |  | ED168100130
IRW AL 450 BP HE | alluminium heat exchanger with bypass |  |  | 4106.77 |  | ED168100140
MRW HE heat exchangers
MRW AL 150/125 HE | alluminium heat exchanger |  |  | 1213.98 |  | ED167200010
MRW AL 300/160 HE | alluminium heat exchanger |  |  | 1365.36 |  | ED167200020
MRW AL 450/200 HE | alluminium heat exchanger |  |  | 1613.85 |  | ED167200030
MRW AL 600/250 HE | alluminium heat exchanger |  |  | 1883.98 |  | ED167200040
MRW AL 280/250 HE | alluminium heat exchanger |  |  | 2737 |  | ED167200050
MRW AL 280/250 BP HE | alluminium heat exchanger with bypass |  |  | 2857.87 |  | ED167200060
MRW AL 350/315 HE | alluminium heat exchanger |  |  | 3207.37 |  | ED167200070
MRW AL 350/315 BP HE | alluminium heat exchanger with bypass |  |  | 3310.03 |  | ED167200080
MRW AL 500/400 HE | alluminium heat exchanger |  |  | 4117.89 |  | ED167200090
MRW AL 500/400 BP HE | alluminium heat exchanger with bypass |  |  | 4234.91 |  | ED167200100
RRW HE rotary energy recovery exchangers
RRW 200 HE G1-AC | rotary energy recovery exchanger, 40 W, 1x230 V / 50 Hz |  |  | 3043.56 |  | KA620100010
RRW 200 HE G3-AC | rotary energy recovery exchanger, 40 W, 3x230 V / 50 Hz |  |  | 3043.56 |  | KA620100110
RRW 225 HE G1-AC | rotary energy recovery exchanger, 40 W, 1x230 V / 50 Hz |  |  | 3094.81 |  | KA620100020
RRW 225 HE G3-AC | rotary energy recovery exchanger, 40 W, 3x230 V / 50 Hz |  |  | 3094.81 |  | KA620100120
RRW 250 HE G1-AC | rotary energy recovery exchanger, 40 W, 1x230 V / 50 Hz |  |  | 3346.69 |  | KA620100030
RRW 250 HE G3-AC | rotary energy recovery exchanger, 40 W, 3x230 V / 50 Hz |  |  | 3346.69 |  | KA620100130
RRW 285 HE G1-AC | rotary energy recovery exchanger, 40 W, 1x230 V / 50 Hz |  |  | 3405.41 |  | KA620100040
RRW 285 HE G3-AC | rotary energy recovery exchanger, 40 W, 3x230 V / 50 Hz |  |  | 3405.41 |  | KA620100140
RRW 315 HE G1-AC | rotary energy recovery exchanger, 40 W, 1x230 V / 50 Hz |  |  | 3809.74 |  | KA620100050
RRW 315 HE G3-AC | rotary energy recovery exchanger, 40 W, 3x230 V / 50 Hz |  |  | 3809.74 |  | KA620100150
RRW 355 HE G1-AC | rotary energy recovery exchanger, 40 W, 1x230 V / 50 Hz |  |  | 3834.15 |  | KA620100060
RRW 355 HE G3-AC | rotary energy recovery exchanger, 40 W, 3x230 V / 50 Hz |  |  | 3834.15 |  | KA620100160
RRW 400 HE G1-AC | rotary energy recovery exchanger, 40 W, 1x230 V / 50 Hz |  |  | 4498.71 |  | KA620100070
RRW 400 HE G3-AC | rotary energy recovery exchanger, 40 W, 3x230 V / 50 Hz |  |  | 4498.71 |  | KA620100170
RRW 450 HE G1-AC | rotary energy recovery exchanger, 40 W, 1x230 V / 50 Hz |  |  | 4583.24 |  | KA620100080
RRW 450 HE G3-AC | rotary energy recovery exchanger, 40 W, 3x230 V / 50 Hz |  |  | 4583.24 |  | KA620100180
CHAP. 4 AIR CURTAINS
CAH air curtains
CAH-900 M PD | curtain with el. heater 3,6 kW | o |  | 825.89 | 5226025700 | SP500500010
CAH-1200 M PD | curtain with el. heater 6 kW | o |  | 990.97 | 5226025800 | SP500500020
CAH-1500 M PD | curtain with el. heater 9 kW | o |  | 1255.19 | 5226025900 | SP500500030
COR-N air curtains
COR-F-1000 N | curtain without heater 1 m | o |  | 813.97 | 5226633500 | SP500100110
COR-F-1500 N | curtain without heater 1,5 m | o |  | 1222.47 | 5226634300 | SP500100140
COR-F-2000 N | curtain without heater 2 m | o |  | 1618.92 | 5226832100 | SP500300010
COR-3,5-1000 N | curtain 1 m with el. heater 3,5 kW | o |  | 1065.84 | 5226631900 | SP500100120
COR-6-1000 N | curtain 1 m with el. heater 6 kW | o |  | 1325.22 | 5226632700 | SP500100130
COR-9-1000 N | curtain 1 m with el. heater 9 kW |  |  | 1436.66 | 5226632800 | SP500100145
COR-9-1500 N | curtain 1,5 m with el. heater 9 kW | o |  | 1862.81 | 5226635000 | SP500100150
COR-12-1500 N | curtain 1,5 m with el. heater 12 kW |  |  | 2108.44 | 5226831800 | SP500100155
COR-18-2000 N | curtain 2 m with el. heater 18 kW | o |  | 2457.9 | 5226831900 | SP500300020
COR-1000 NW 9 | curtain 1 m with water coil | o |  | 1961.29 | 5226651700 | SP500100135
COR-1500 NW 15 | curtain 1,5 m with water coil | o |  | 2467.9 | 5226652500 | SP500100160
COR-2000 NW 24 | curtain 2 m with water coil | o |  | 3056.61 | 5226832000 | SP500300030
CR-AUTOMATIC | air curtain controller COR-N | o |  | 542.38 | 5401284500 | SP500200410
COR-N RF air curtains with remote controller
COR-F-1000 N RF | curtain without heater 1 m with wireless remote controller |  |  | 1201.87 | 5226834100 | SP500400010
COR-F-1500 N RF | curtain without heater 1,5 m with wireless remote controller |  |  | 1620.37 | 5226834200 | SP500400020
COR-F-2000 N RF | curtain without heater 2 m with wireless remote controller |  |  | 2015.03 | 5226834300 | SP500400030
COR-3,5-1000 N RF | curtain 1 m with el. heater 3,5 kW with wireless remote controller |  |  | 1474.96 | 5226834400 | SP500400040
COR-6-1000 N RF | curtain 1 m with el. heater 6 kW with wireless remote controller |  |  | 1612.07 | 5226834500 | SP500400050
COR-9-1000 N RF | curtain 1 m with el. heater 9 kW with wireless remote controller |  |  | 1742.13 | 5226834600 | SP500400060
COR-9-1500 N RF | curtain 1,5 m with el. heater 9 kW with wireless remote controller | o |  | 2127.73 | 5226834700 | SP500400070
COR-12-1500 N RF | curtain 1,5 m with el. heater 12 kW with wireless remote controller |  |  | 2383.69 | 5226834800 | SP500400080
COR-18-2000 N RF | curtain 2 m with el. heater 18 kW with wireless remote controller |  |  | 2800.46 | 5226834000 | SP500400090
CR-MAGNET | door curtain contact for COR-N RF | o |  | 42.9 | 5401635400 | SP500401010
COR-FT air curtains in lower ceiling
COR F-1000 FT | curtain in lower ceiling 1 m without heater |  |  | 1601.03 | 5226661600 | SP500100240
COR F-1500 FT | curtain in lower ceiling 1,5 m without heater |  |  | 2197.72 | 5226662400 | SP500100260
COR 6-1000 FT | curtain in lower ceiling 1 m with el. heater 6 kW |  |  | 2421.43 | 5226663200 | SP500100250
COR 9-1000 FT | curtain in lower ceiling 1 m with el. heater 9 kW |  |  | 2483.39 | 5226828100 | SP500100255
COR 9-1500 FT | curtain in lower ceiling 1,5 m with el. heater9 kW |  |  | 3193.2 | 5226664000 | SP500100270
COR 12-1500 FT | curtain in lower ceiling 1,5 m with el. heater12 kW |  |  | 3351.43 | 5226828900 | SP500100275
COR 1000 FTW 10 | curtain in lower ceiling 1 m with water coil |  |  | 2152.28 | 5226655800 | SP500100280
COR 1500 FTW 17 | curtain in lower ceiling 1,5 m with water coil |  |  | 2773.33 | 5226656600 | SP500100290
Accessories for COR curtains
COR-1000 FT white RAL 9016 | grille in lower ceiling COR 1000-FT curtain |  |  | 522.94 | 5227000100 | SP500100310
COR-1000 FT black RAL 9005 | grille in lower ceiling COR 1000-FT curtain |  |  | 522.94 | 5227000200 | SP500100320
COR-1000 FT elox | grille in lower ceiling COR 1000-FT curtain |  |  | 459.67 | 5227000000 | SP500100330
COR-1500 FT white RAL 9016 | grille in lower ceiling COR 1500-FT curtain |  |  | 716.05 | 5227000400 | SP500100410
COR-1500 FT black RAL 9005 | grille in lower ceiling COR 1500-FT curtain |  |  | 716.05 | 5227000500 | SP500100420
COR-1500 FT elox | grille in lower ceiling COR 1500-FT curtain |  |  | 624 | 5227000300 | SP500100430
COR-2000 FT white RAL 9016 | grille in lower ceiling COR 2000-FT curtain |  |  | 915.82 | 5227000800 | SP500100510
COR-2000 FT black RAL 9005 | grille in lower ceiling COR 2000-FT curtain |  |  | 946.76 | 5227001200 | SP500100520
COR-2000 FT elox | grille in lower ceiling COR 2000-FT curtain |  |  | 802.7 | 5227000700 | SP500100530
COR-IND M air curtains
COR-IND M 1000 F | curtain 1 m |  |  | 4246.18 | 5226653300 | SP500200050
COR-IND M 1500 F | curtain 1,5 m |  |  | 5505.64 | 5226654100 | SP500200150
COR-IND M 1000/12 | curtain 1 m with el. heater 12 kW |  |  | 6173.81 | 5226657400 | SP500200060
COR-IND M 1500/18 | curtain 1,5 m with el. heater 18 kW |  |  | 7816.76 | 5226658200 | SP500200160
COR-IND M 1000 W27 | curtain 1 m with water coil |  |  | 4777.15 | 5226659000 | SP500200070
COR-IND M 1500 W35 | curtain 1,5 m with water coil |  |  | 6183.95 | 5226660800 | SP500200170
COR-IND air curtains
COR-IND 1000 F | curtain 1 m |  |  | 4283.44 | 5226643400 | SP500200010
COR-IND 1500 F | curtain 1,5 m |  |  | 5612.52 | 5226646700 | SP500200110
COR-IND 1000/18 | curtain 1 m with el. heater 18 kW |  |  | 5547.32 | 5226644200 | SP500200030
COR-IND 1000/24 | curtain 1 m with el. heater 24 kW |  |  | 7434.35 | 5226645900 | SP500200040
COR-IND 1500/24 | curtain 1,5 m with el. heater 24 kW |  |  | 9397.1 | 5226647500 | SP500200130
COR-IND 1500/36 | curtain 1,5 m with el. heater 36 kW |  |  | 7190.64 | 5226648300 | SP500200140
COR-IND 1000 W33 | curtain 1 m with water coil |  |  | 4661.68 | 5226649100 | SP500200020
COR-IND 1500 W50 | curtain 1,5 m with water coil |  |  | 6123.82 | 5226650900 | SP500200120
Accessories for COR-IND curtains
RTR 6721 | room thermostat 5-30 °C | o |  | 55.29 |  | AM140100030
CR-20 | speed switch for COR-IND curtain |  |  | 85.94 | 5401299200 | SP500200310
CR-30 | speed and haeter power switch COR-IND curtain |  |  | 98.1 | 5401300800 | SP500200320
Accessories for COR curtains with water coil
AV6 DN15 | thermostatic two-way valve 1/2" | o |  | 49 |  | EN100100040
AV6 DN20 | thermostatic two-way valve 3/4" |  |  | 55.53 |  | EN100100030
Tri-CTR DN15 | thermostatic three-way valve 1/2" |  |  | 256.9 |  | EN100100070
Tri-CTR DN20 | thermostatic three-way valve 3/4" |  |  | 328.34 |  | EN100100080
TR-K2 2050 | thermostatic head | o |  | 327.49 |  | EN100100050
DOR-N air curtain
DOR-N-E-7-1000 | curtain with el. heater, LCD programmable controller |  |  | 3134.1 |  | ST100101011
DOR-N-E-7-1000-4 | curtain with el. heater, standard controller |  |  | 2404.25 |  | ST100101031
DOR-N-E-15-1500 | curtain with el. heater, LCD programmable controller |  |  | 3922.44 |  | ST100101051
DOR-N-E-15-1500-4 | curtain with el. heater, standard controller |  |  | 3239.15 |  | ST100101071
DOR-N-E1-15-1500 | curtain with el. heater, LCD programmable controller |  |  | 4033.26 |  | ST100201012
DOR-N-E1-15-1500-4 | curtain with el. heater, standard controller |  |  | 3350.4 |  | ST100201031
DOR-N-E-20-2000 | curtain with el. heater, LCD programmable controller |  |  | 4571.32 |  | ST100101091
DOR-N-E-20-2000-4 | curtain with el. heater, standard controller |  |  | 3770.54 |  | ST100101111
DOR-N-E-22-2500 | curtain with el. heater, LCD programmable controller |  |  | 5816.56 |  | ST100101131
DOR-N-E-22-2500-4 | curtain with el. heater, standard controller |  |  | 4942.79 |  | ST100101151
DOR-N-E1-22-2000 | curtain with el. heater, LCD programmable controller |  |  | 4906.46 |  | ST100201051
DOR-N-E1-22-2000-4 | curtain with el. heater, standard controller |  |  | 4067.01 |  | ST100201071
DOR-N-W-13-1000 | curtain with water coil, LCD programmable controller |  |  | 2565.34 |  | ST100100012
DOR-N-W-13-1000-4 | curtain with water coil, standard controller |  |  | 2052.02 |  | ST100100032
DOR-N-W-22-1500 | curtain with water coil, LCD programmable controller |  |  | 3253.84 |  | ST100100052
DOR-N-W-22-1500-4 | curtain with water coil, standard controller |  |  | 2740.38 |  | ST100100072
DOR-N-W1-24-1500 | curtain with water coil, LCD programmable controller |  |  | 3365.6 |  | ST100200011
DOR-N-W1-24-1500-4 | curtain with water coil, standard controller |  |  | 2852.38 |  | ST100200031
DOR-N-W-32-2000 | curtain with water coil, LCD programmable controller |  |  | 3676.15 |  | ST100100091
DOR-N-W-32-2000-4 | curtain with water coil, standard controller |  |  | 3162.97 |  | ST100100111
DOR-N-W1-36-2000 | curtain with water coil, LCD programmable controller |  |  | 3893.06 |  | ST100200051
DOR-N-W1-36-2000-4 | curtain with water coil, standard controller |  |  | 3379.92 |  | ST100200071
DOR-N-W-40-2500 | curtain with water coil, LCD programmable controller |  |  | 4782.64 |  | ST100100131
DOR-N-W-40-2500-4 | curtain with water coil, standard controller |  |  | 4235.24 |  | ST100100151
DOR-N CE air curtains | air curtains for instalation in lower ceiling |  |  | on request
DOR-V air curtains
DOR-V-E-17-L-2200 | curtain with el. heater, LCD programmable controller |  |  | 7239.51 |  | ST100301140
DOR-V-E-17-L-2200-4 | curtain with el. heater, standard controller |  |  | 6517.68 |  | ST100301160
DOR-V-E-17-P-2200 | curtain with el. heater, LCD programmable controller |  |  | 7239.51 |  | ST100301130
DOR-V-E-17-P-2200-4 | curtain with el. heater, standard controller |  |  | 6517.68 |  | ST100301150
DOR-V-E-22-L-2500 | curtain with el. heater, LCD programmable controller |  |  | 8147.16 |  | ST100301340
DOR-V-E-22-L-2500-4 | curtain with el. heater, standard controller |  |  | 7458.1 |  | ST100301360
DOR-V-E-22-P-2500 | curtain with el. heater, LCD programmable controller |  |  | 8147.16 |  | ST100301330
DOR-V-E-22-P-2500-4 | curtain with el. heater, standard controller |  |  | 7458.1 |  | ST100301350
DOR-V-E1-25-L-2500 | curtain with el. heater, LCD programmable controller |  |  | 9558.33 |  | ST100303420
DOR-V-E1-25-L-2500-4 | curtain with el. heater, standard controller |  |  | 8816.56 |  | ST100303440
DOR-V-E1-25-P-2500 | curtain with el. heater, LCD programmable controller |  |  | 9558.33 |  | ST100303410
DOR-V-E1-25-P-2500-4 | curtain with el. heater, standard controller |  |  | 8816.56 |  | ST100303430
DOR-V-W-38-L-2200 | curtain with water coil, LCD programmable controller |  |  | 6546.41 |  | ST100300060
DOR-V-W-38-L-2200-4 | curtain with water coil, standard controller |  |  | 5958.74 |  | ST100300080
DOR-V-W-38-P-2200 | curtain with water coil, LCD programmable controller |  |  | 6546.41 |  | ST100300050
DOR-V-W-38-P-2200-4 | curtain with water coil, standard controller |  |  | 5958.74 |  | ST100300070
DOR-V-W-45-L-2500 | curtain with water coil, LCD programmable controller |  |  | 7439.37 |  | ST100300140
DOR-V-W-45-L-2500-4 | curtain with water coil, standard controller |  |  | 6851.89 |  | ST100300160
DOR-V-W-45-P-2500 | curtain with water coil, LCD programmable controller |  |  | 7439.37 |  | ST100300130
DOR-V-W-45-P-2500-4 | curtain with water coil, standard controller |  |  | 6851.89 |  | ST100300150
DOR-V-W1-50-L-2200 | curtain with water coil, LCD programmable controller |  |  | 7627.32 |  | ST100302060
DOR-V-W1-50-L-2200-4 | curtain with water coil, standard controller |  |  | 7011.1 |  | ST100302080
DOR-V-W1-50-P-2200 | curtain with water coil, LCD programmable controller |  |  | 7627.32 |  | ST100302050
DOR-V-W1-50-P-2200-4 | curtain with water coil, standard controller |  |  | 7011.1 |  | ST100302070
DOR-V-W1-57-L-2500 | curtain with water coil, LCD programmable controller |  |  | 8677.95 |  | ST100302140
DOR-V-W1-57-L-2500-4 | curtain with water coil, standard controller |  |  | 8061.69 |  | ST100302160
DOR-V-W1-57-P-2500 | curtain with water coil, LCD programmable controller |  |  | 8677.95 |  | ST100302130
DOR-V-W1-57-P-2500-4 | curtain with water coil, standard controller |  |  | 8061.69 |  | ST100302150
Accessories for DOR curtains
DR-BMS | modul for remote controll (0-10 V) |  |  | 312.28 |  | ST800200130
DR-CPhr | LCD programmable controller |  |  | 433.53 |  | ST800200010
DR-CP4 | standard controller for one curtain - AC motor |  |  | 94.35 |  | ST800200070
DR-CP4 EC | standard controller for one curtain - EC motor |  |  | 137.95 |  | ST800200100
DR-CS | ceiling support |  |  | 93.41 |  | ST800200020
DR-CW | wall support |  |  | 57.64 |  | ST800200140
DR-MAGNET | door contact |  |  | 79.56 |  | ST800200030
DR-ETV2 | 2-way electrothermal valve |  |  | 476.57 |  | ST800200080
DR-PIV2 | 2-way electrothermal valve |  |  | 574.01 |  | ST800200085
DR-C5 (DR-CPhr) | connection cable curtain/controller, 5 meters, for DR-CPhr |  |  | 24.08 |  | ST800201020
DR-C5 (DR-CP4) | connection cable curtain/controller, 5 meters, for DR-CP4 |  |  | 23.28 |  | ST800201025
DR-C10 (DR-CPhr) | connection cable curtain/controller, 10 meters, for DR-CPhr |  |  | 44.78 |  | ST800201030
DR-C10 (DR-CP4) | connection cable curtain/controller, 10 meters, for DR-CP4 |  |  | 41.26 |  | ST800201035
DR-CC5 | connection cable curtain/curtain, 5 meters |  |  | 24.08 |  | ST800202020
DR-CC10 | connection cable curtain/curtain, 10 meters |  |  | 41.45 |  | ST800202030
DR-TR | room thermostat |  |  | 55.43 |  | ST800200090
DR-RFc | wireless controller |  |  | 273.84 |  | ST800200060
OR air curtains for design interiors
OR 100 E-5 | curtain with el. heater |  |  | 5944.19 |  | TL230100015
OR 150 E-5 | curtain with el. heater |  |  | 7598.12 |  | TL230100020
OR 200 E-5 | curtain with el. heater |  |  | 8412.98 |  | TL230100025
OR 100 E-10 | curtain with el. heater |  |  | 7550.1 |  | TL230100300
OR 150 E-10 | curtain with el. heater |  |  | 9623.34 |  | TL230100305
OR 200 E-10 | curtain with el. heater |  |  | 12176.01 |  | TL230100310
OR 250 E-10 | curtain with el. heater |  |  | 13803.05 |  | TL230100315
OR 300 E-10 | curtain with el. heater |  |  | 15927.12 |  | TL230100320
OR 100 E-15 | curtain with el. heater |  |  | 8988.21 |  | TL230100325
OR 150 E-15 | curtain with el. heater |  |  | 11193.35 |  | TL230100330
OR 200 E-15 | curtain with el. heater |  |  | 14620.77 |  | TL230100335
OR 250 E-15 | curtain with el. heater |  |  | 15747.3 |  | TL230100340
OR 300 E-15 | curtain with el. heater |  |  | 18899.15 |  | TL230100345
OR 100 N-5 | curtain with water coil |  |  | 4793.81 |  | TL200120080
OR 150 N-5 | curtain with water coil |  |  | 6327.77 |  | TL200120088
OR 200 N-5 | curtain with water coil |  |  | 7166.57 |  | TL200120096
OR 250 N-5 | curtain with water coil |  |  | 8700.52 |  | TL200120104
OR 300 N-5 | curtain with water coil |  |  | 9970.92 |  | TL200120112
OR 100 N-10 | curtain with water coil |  |  | 5992.2 |  | TL210100070
OR 150 N-10 | curtain with water coil |  |  | 7873.7 |  | TL210100150
OR 200 N-10 | curtain with water coil |  |  | 10210.59 |  | TL210100100
OR 250 N-10 | curtain with water coil |  |  | 10905.66 |  | TL210100110
OR 300 N-10 | curtain with water coil |  |  | 13530.29 |  | TL210100130
OR 100 N-15 | curtain with water coil |  |  | 7430.27 |  | TL220100056
OR 150 N-15 | curtain with water coil |  |  | 9443.61 |  | TL220100064
OR 200 N-15 | curtain with water coil |  |  | 11696.63 |  | TL220100072
OR 250 N-15 | curtain with water coil |  |  | 13518.23 |  | TL220100088
OR 300 N-15 | curtain with water coil |  |  | 16502.31 |  | TL220100104
OR TREND | air curtains for design interiors |  |  | on request
OR … K | curtain without heater |  |  | on request
OR … RAL | color (casing, inlet grille, outlet grille) |  |  | on request
OR ... MEDIAN 15 | curtain with water coil acoustic insulated |  |  | on request
OR … AWE LU | curtain with water coil - with air intake |  |  | on request
OR … DRE | curtain with water coil - for revolving door |  |  | on request
OR … STE ATR | curtain with water coil - with regulation node |  |  | on request
OR ... STE TR | curtain with water coil - with regulation node |  |  | on request
Accessories for OR curtains
UBT 2 | controller for curtains with water coil, LCD display |  |  | 691.6 |  | TL800100135
UBT 2-E | controller for curtains with el. heater, LCD display |  |  | 691.6 |  | TL800100134
Valve 3/4° 2-way | 2-way valve with capillary |  |  | 517.41 |  | TL800100005
Valve 1° 2-way | 2-way valve with capillary |  |  | 569.51 |  | TL800100010
Valve 3/4° 3-way | 3-way valve with capillary |  |  | 855.93 |  | TL800100015
Valve 1° 3-way | 3-way valve with capillary |  |  | 978.77 |  | TL800100020
Valve 1 1/4° 3-way | 3-way valve with capillary |  |  | 1287.86 |  | TL800100022
Antifrost thermostat | built-in antifrost thermostat |  |  | 718.44 |  | TL800100000
REED dveřní kontakt | door contact |  |  | 148.89 |  | TL800100051
RTR 6705 | room thermostat | o |  | 56.37 |  | AM140100020
UPT cable OR/EU | UPT cable 10 m |  |  | 111.67 |  | TL800100080
UPT cable OR/EU | UPT cable 30 m |  |  | 242.02 |  | TL800100082
Other air curtains
ORA | curtain for design interiors |  |  | on request
SAMUM | curtain for design interiors |  |  | on request
TWISTO | inox curtain for design interiors |  |  | on request
TWINOR | curtain for design interiors |  |  | on request
THI | industrial curtain IP55 |  |  | on request
EUI | curtain for large spaces |  |  | on request
CHAP. 5 SPECIAL EQUIPMENTS
DHUM-E drying units / dehumidifiers
DHUM-12 E | drying unit / dehumidifier | o | * | 443.38 | 5261001200 | SP295100220
DHUM-16 E | drying unit / dehumidifier |  |  | 571.24 | 5261007900 | SP295100230
DHUM-20 E | drying unit / dehumidifier | o |  | 631.89 | 5261001400 | SP295100240
DHUM-30 E | drying unit / dehumidifier | o | * | 793.59 | 5261001500 | SP295100250
Humidifiers
HUMI-ED | humidifier | o |  | 198.03 | 5249003500 | SP295300010
EC-N / EP-N mobile axial fans s el. heater
EC-3N | IP24 hot air electric heater |  |  | 553.22 | 5131029000 | SP181100120
EC-5N | IP24 hot air electric heater |  |  | 729.8 | 5131030800 | SP181100130
EC-9N | IP24 hot air electric heater |  |  | 912.16 | 5131031600 | SP181100140
EC-12N | IP24 hot air electric heater |  |  | 1371.27 | 5131032400 | SP181100150
EC-15N | IP24 hot air electric heater |  |  | 1471.16 | 5131033200 | SP181100110
EP-3N | IP24 hot air electric heater |  |  | 567.07 | 5131013400 | SP181100020
EP-5N | IP24 hot air electric heater |  |  | 748.06 | 5131014200 | SP181100030
EP-9N | IP24 hot air electric heater |  |  | 935.07 | 5131015900 | SP181100040
EP-12N | IP24 hot air electric heater |  |  | 1405.58 | 5131016700 | SP181100050
EP-15N | IP24 hot air electric heater |  |  | 1508.05 | 5131017500 | SP181100010
Accessories for EC-N / EP-N
TR 1 | room thermostat for EC-N / EP-N | o |  | 152.79 | 5401310700 | SP600100160
TR 2 | room thermostat for EC-N / EP-N |  |  | 313.32 | 5401291900 | SP600100162
CR 25 | switch for EC-N / EP-N | o |  | 86.98 | 5401289300 | SP600100164
CR-TEMP | romm controller with thermostat |  |  | 399.21 | 5401652800 | SP600102350
CONTROL ETT 6 | controll unit - step controller for max. 6 fans |  |  | 807.39 | 5401643000 | SP600102360
HTB RC ceiling fans / destratifiers
HTB-75 RC | 40°C ceiling fan | o |  | 170.9 | 5316999200 | SP290100310
HTB-90 RC | 40°C ceiling fan | o |  | 196.25 | 5316999300 | SP290100320
HTB-140 RC | 40°C ceiling fan | o |  | 209.3 | 5316999500 | SP290100330
HTB-150 RC | 40°C ceiling fan | o |  | 220.57 | 5316999400 | SP290100340
HTB RC KIT | bezdrátový ovladač s nastavitelným časovačem pro HTB RC | o |  | 43.98 | 5401630500 | SP290100300
Meteor mobile axial fans
Meteor EC | mobile axial fan with heater |  |  | 215.5 | 5301456900 | SP182100010
Meteor ES-N | mobile axial fan |  |  | 72.8 | 5301975900 | SP182100040
Meteor NT | mobile axial fan |  |  | 165.55 | 5301468400 | SP182100030
SONORA hot air heating units
SONORA-E-4-400V-4 | hot air heating unit with elektric heater |  |  | 1289.22 |  | ST200100010
SONORA-E-4-400V-4 RAL 9010 | hot air heating unit with elektric heater, white |  |  | 1321.75 |  | ST200100110
SONORA-E-6-400V-4 | hot air heating unit with elektric heater |  |  | 1331.84 |  | ST200100020
SONORA-E-6-400V-4 RAL 9010 | hot air heating unit with elektric heater, white |  |  | 1364.42 |  | ST200100120
SONORA-E-7-400V-4 | hot air heating unit with elektric heater |  |  | 1367.42 |  | ST200100030
SONORA-E-7-400V-4 RAL 9010 | hot air heating unit with elektric heater, white |  |  | 1400 |  | ST200100130
SONORA-E-9-400V-4 | hot air heating unit with elektric heater |  |  | 1406.52 |  | ST200100040
SONORA-E-9-400V-4 RAL 9010 | hot air heating unit with elektric heater, white |  |  | 1439 |  | ST200100140
SONORA-E1-10-400V-4 | hot air heating unit with elektric heater |  |  | 1453.98 |  | ST200100050
SONORA-E1-10-400V-4 RAL 9010 | hot air heating unit with elektric heater, white |  |  | 1491.95 |  | ST200100150
SONORA-E1-12-400V-4 | hot air heating unit with elektric heater |  |  | 1465.57 |  | ST200100060
SONORA-E1-12-400V-4 RAL 9010 | hot air heating unit with elektric heater, white |  |  | 1523.63 |  | ST200100160
SONORA-E1-15-400V-4 | hot air heating unit with elektric heater |  |  | 1498.71 |  | ST200100070
SONORA-E1-15-400V-4 RAL 9010 | hot air heating unit with elektric heater, white |  |  | 1556.63 |  | ST200100170
SONORA-E1-17-400V-4 | hot air heating unit with elektric heater |  |  | 1528.84 |  | ST200100080
SONORA-E1-17-400V-4 RAL 9010 | hot air heating unit with elektric heater, white |  |  | 1586.77 |  | ST200100180
SONORA-E1-20-400V-4 | hot air heating unit with elektric heater |  |  | 1559.68 |  | ST200100090
SONORA-E1-20-400V-4 RAL 9010 | hot air heating unit with elektric heater, white |  |  | 1617.79 |  | ST200100190
SONORA-W-14-230V | hot air heating unit with water coil |  |  | 661.37 |  | ST200101010
SONORA-W-14-230V RAL 9010 | hot air heating unit with water coil, white |  |  | 693.94 |  | ST200101210
SONORA-W-17-230V | hot air heating unit with water coil |  |  | 783.41 |  | ST200101020
SONORA-W-17-230V RAL 9010 | hot air heating unit with water coil, white |  |  | 818.42 |  | ST200101220
SONORA-W-20-230V | hot air heating unit with water coil |  |  | 918.73 |  | ST200101030
SONORA-W-20-230V RAL 9010 | hot air heating unit with water coil, white |  |  | 955.3 |  | ST200101230
SONORA-W1-25-230V | hot air heating unit with water coil |  |  | 851.56 |  | ST200101070
SONORA-W1-25-230V RAL 9010 | hot air heating unit with water coil, white |  |  | 909.58 |  | ST200101270
SONORA-W1-25-400V | hot air heating unit with water coil |  |  | 915.63 |  | ST200101100
SONORA-W1-25-400V RAL 9010 | hot air heating unit with water coil, white |  |  | 975.58 |  | ST200101300
SONORA-W1-32-230V | hot air heating unit with water coil |  |  | 980.32 |  | ST200101080
SONORA-W1-32-230V RAL 9010 | hot air heating unit with water coil, white |  |  | 1038.19 |  | ST200101280
SONORA-W1-32-400V | hot air heating unit with water coil |  |  | 1048.89 |  | ST200101110
SONORA-W1-32-400V RAL 9010 | hot air heating unit with water coil, white |  |  | 1108.83 |  | ST200101310
SONORA-W1-37-230V | hot air heating unit with water coil |  |  | 1448.58 |  | ST200101090
SONORA-W1-37-230V RAL 9010 | hot air heating unit with water coil, white |  |  | 1511.15 |  | ST200101290
SONORA-W1-38-400V | hot air heating unit with water coil |  |  | 1595.17 |  | ST200101120
SONORA-W1-38-400V RAL 9010 | hot air heating unit with water coil, white |  |  | 1655.16 |  | ST200101320
SONORA-W2-40-400V | hot air heating unit with water coil |  |  | 1228.29 |  | ST200101160
SONORA-W2-40-400V RAL 9010 | hot air heating unit with water coil, white |  |  | 1358.46 |  | ST200101360
SONORA-W2-41-230V | hot air heating unit with water coil |  |  | 1192.43 |  | ST200101130
SONORA-W2-41-230V RAL 9010 | hot air heating unit with water coil, white |  |  | 1322.59 |  | ST200101330
SONORA-W2-53-230V | hot air heating unit with water coil |  |  | 1373.94 |  | ST200101140
SONORA-W2-53-230V RAL 9010 | hot air heating unit with water coil, white |  |  | 1504.01 |  | ST200101340
SONORA-W2-55-400V | hot air heating unit with water coil |  |  | 1408.91 |  | ST200101170
SONORA-W2-55-400V RAL 9010 | hot air heating unit with water coil, white |  |  | 1539.03 |  | ST200101370
SONORA-W2-61-400V | hot air heating unit with water coil |  |  | 2247.15 |  | ST200101180
SONORA-W2-61-400V RAL 9010 | hot air heating unit with water coil, white |  |  | 2377.26 |  | ST200101380
SONORA-W2-64-230V | hot air heating unit with water coil |  |  | 2053.2 |  | ST200101150
SONORA-W2-64-230V RAL 9010 | hot air heating unit with water coil, white |  |  | 2193.36 |  | ST200101350
Accessories for SONORA units
SR-CP-230V-2 | controller for unit with water coil |  |  | 315.66 |  | ST800203010
SR-CP-230V-3 | controller for unit with water coil |  |  | 363.49 |  | ST800203020
SR-CP-230V-5 | controller for unit with water coil |  |  | 477.09 |  | ST800203030
SR-CP-230V-7 | controller for unit with water coil |  |  | 560.07 |  | ST800203040
SR-CP-230V-10 | controller for unit with water coil |  |  | 624.94 |  | ST800203050
SR-CP-400V-4 | controller for unit with water coil |  |  | 554.68 |  | ST800203060
SR-CP-400V-8 | controller for unit with water coil |  |  | 597.48 |  | ST800203070
SR-CP-400V-10 | controller for unit with water coil |  |  | 683.01 |  | ST800203080
SR-CP-400V-15 | controller for unit with water coil |  |  | 739.76 |  | ST800203090
SR-CS | ceiling support |  |  | 19.95 |  | ST800203100
SR-CW | wall support |  |  | 57.45 |  | ST800203110
SR-CW RAL9010 | wall support, white |  |  | 77.17 |  | ST800203140
SR-CW1 | wall support |  |  | 61.44 |  | ST800203120
SR-CW1 RAL9010 | wall support, white |  |  | 83.36 |  | ST800203150
SR-CW2 | wall support |  |  | 124.01 |  | ST800203130
SR-CW2 RAL9010 | wall support, white |  |  | 154.76 |  | ST800203160
Hand dryers and hair dryers
ECOHAND-N | hand dryer | o | * | 1025.38 | 5245916900 | SP295100050
SL 2002 | hand dryer | o | * | 176.26 | 5245003800 | SP295100010
SL 2002 AUTOMATIC | hand dryer | o | * | 227.42 | 5245004600 | SP295100020
SL 2002 AUTOMATIC ALUMINIUM | hand dryer |  |  | 256.29 | 5245006100 | SP295100030
SL 2002 AUTOMATIC SILVER | hand dryer |  | * | 256.29 | 5245915300 | SP295100040
SL 2008 | hand dryer | o | * | 158.61 | 5245916200 | SP295100060
SL 2008 AUTOMATIC | hand dryer |  |  | 204.75 | 5245916300 | SP295100070
SL 2008 AUTOMATIC SILVER | hand dryer |  | * | 224.98 | 5245916400 | SP295100080
SL 2500 N A | hand dryer |  |  | 617.67 | 5245916600 | SP295100095
COMET-P | hair dryer |  |  | 178.84 | 5240035000 | SP295100120
COMET-S vysoušeč vlasů | hair dryer |  |  | 50.22 | 5240025700 | SP295100130
COMET-S konzola | support for COMET-S |  | * | 22.77 | 5240025800 | SP295100131
ARTIC mobile fans
ARTIC-255 N | table mobile fan |  |  | 38.63 | 5301976000 | SP183100020
ARTIC-305 N | table mobile fan |  |  | 69.94 | 5301515200 | SP183100030
ARTIC-305 JET | mobile fan with high airflow and airflow length |  |  | 143.54 | 5301976500 | SP183100510
ARTIC-405 N | table mobile fan |  |  | 78.29 | 5301515400 | SP183100040
ARTIC-405 CN GR | mobile fan 1,1 - 1,3 m |  |  | 102.56 | 5301515300 | SP183100110
ARTIC-405 CN TC | mobile fan 1,1 - 1,3 m | o |  | 164.19 | 5301976300 | SP183100120
ARTIC-405 PM GR | wall fan | o |  | 124.86 | 5301976100 | SP183100210
ARTIC-405 PRC GR | wall fan |  |  | 151.94 | 5301976200 | SP183100220
ARTIC-400 R | ceiling fan | o |  | 159.45 | 5301514500 | SP183100310
ARTIC TOWER E | tower fan | o |  | 146.54 | 5301515600 | SP183100420
ARTIC TOWER M | tower fan | o |  | 116.88 | 5301515500 | SP183100410
AIRPUR PAP professional air purifiers
AIRPUR PAP 420 H14 | professional air purifier |  |  | 1640.46 | 5160345800 | SP330101010
AIRPUR PAP 350 CA H14 | professional air purifier |  |  | 2589.94 | 5160345900 | SP330101020
AIRPUR PAP 350 VOC H14 | professional air purifier |  |  | 2696.49 | 5160346000 | SP330101030
AFR-PAP 350 CA | spare filter for AIRPUR PAP 350 a 420 |  |  | 83.97 | 5800028700 | SP330101270
AFR-PAP 350 VOC | spare filter for AIRPUR PAP 350 a 420 |  |  | 191.46 | 5800028800 | SP330101280
AFR-PAP 420/350 F7 | spare filter for AIRPUR PAP 350 a 420 |  |  | 85.62 | 5800028500 | SP330101250
AFR-PAP 420/350 H14 | spare filter for AIRPUR PAP 350 a 420 |  |  | 272.95 | 5800028600 | SP330101260
AIRPUR PAP 850 H H14 | professional air purifier |  | * | 2077.84 | 5160345500 | SP330101040
AIRPUR PAP 850 V H14 | professional air purifier |  |  | 2077.84 | 5160348700 | SP330101070
AIRPUR PAP 650 H CA H14 | professional air purifier |  |  | 3345.47 | 5160345600 | SP330101050
AIRPUR PAP 650 V CA H14 | professional air purifier |  |  | 3345.47 | 5160348800 | SP330101080
AIRPUR PAP 650 H VOC H14 | professional air purifier |  |  | 3578.19 | 5160345700 | SP330101060
AIRPUR PAP 650 V VOC H14 | professional air purifier |  |  | 3578.19 | 5160348900 | SP330101090
AFR-PAP 650 CA | spare filter for AIRPUR PAP 650 a 850 |  |  | 178.74 | 5800028300 | SP330101230
AFR-PAP 650 VOC | spare filter for AIRPUR PAP 650 a 850 |  |  | 413.62 | 5800028400 | SP330101240
AFR-PAP 850/650 F7 | spare filter for AIRPUR PAP 650 a 850 |  |  | 159.59 | 5800028100 | SP330101210
AFR-PAP 850/650 H14 | spare filter for AIRPUR PAP 650 a 850 |  |  | 406.26 | 5800028200 | SP330101220
AIRPUR air purifiers
AIRPUR-2N | air purifiers s ionizer |  |  | 269.99 | 5250010800 | SP330100040
AIRPUR-2N spare filter | spare filter for AIRPUR-2N |  |  | 75.81 | 5250010900 | SP330100041
AIRPUR-360 | air purifier with UV filter |  | * | 957.79 | 5250010600 | SP330100030
AIRPUR-360 spare filter set | spare filter set for AIRPUR-360 | o | * | 244.27 | 5250010700 | SP330100031
CHAP. 6 KITCHEN HOODS
Chimney kitchen hoods with fans
BOX-600 E INOX | chimney kitchen hood with fans |  | * | 365.7 | 5215564900 | SP501100430
BOX-700 E INOX | chimney kitchen hood with fans |  | * | 378.28 | 5215565000 | SP501100440
BOX-900 E INOX | chimney kitchen hood with fans |  | * | 397.24 | 5215565100 | SP501100450
HA-600 E INOX | chimney kitchen hood with fans |  | * | 195.31 | 5215565200 | SP501100290
HA-900 E INOX | chimney kitchen hood with fans |  |  | 220.47 | 5215565300 | SP501100300
HA-900 E Plus INOX | chimney kitchen hood with fans |  | * | 375.51 | 5215566400 | SP501100320
VA 600 E | chimney kitchen hood with fans |  |  | 579.98 | 5215565800 | SP501100350
VA 900 E | chimney kitchen hood with fans |  | * | 678.03 | 5215565700 | SP501100360
ONDA CRISTAL 600 | chimney kitchen hood with fans |  | * | 428.79 | 5215565900 | SP501100330
ONDA CRISTAL 900 | chimney kitchen hood with fans |  | * | 454.46 | 5215566100 | SP501100340
Carbon filter BOX E / ONDA | 1 pcs. carbon filter for kitchen hood ONDA CRISTAL a BOX E |  |  | 49.99 | 5416946100 | SP502100080
Carbon filter HA E | 1 pcs. carbon filter for kitchen hood HA E |  |  | 53.46 | 5416946200 | SP502100090
Carbon filter VA E / HA E Plus | 1 pcs. carbon filter for kitchen hood VA E a HA E Plus |  |  | 65.9 | 5416945900 | SP502100070
Traditional kitchen hoods
HP 60 E white | small traditional kitchen hood | o |  | 114.62 | 5215563500 | SP501300010
HP 60 E brown | small traditional kitchen hood |  |  | 114.62 | 5215563300 | SP501300020
HP 60 E N Plus white | small traditional kitchen hood |  | * | 143.59 | 5215566800 | SP501300040
Metal filter HP E | 1 pcs. metal filter for digestoře HP E |  |  | 44.31 | 5416990200 | SP502100110
Carbon filter HP E Plus / GE E | 1 pcs. carbon filter for digestoře HP E Plus a GE E |  |  | 49.99 | 5416946000 | SP502100050
Built-in kitchen hoods
GE 60 E N METAL | small traditional kitchen hood |  | * | 176.21 | 5215566900 | SP501100415
GL 60 E N Plus METAL | small traditional kitchen hood |  | * | 230.52 | 5215567000 | SP501100425
GET 60 E white | small traditional kitchen hood |  | * | 161.89 | 5215564600 | SP501100380
GET 60 E inox | small traditional kitchen hood |  | * | 166.68 | 5215564500 | SP501100390
GET 60 E Plus inox | small traditional kitchen hood | o | * | 171.47 | 5215564400 | SP501100400
Carbon filter HP E Plus / GE E | 1 pcs. carbon filter for kitchen hood HP E Plus a GE E |  |  | 49.99 | 5416946000 | SP502100050
Carbon filter GL E Plus | 1 pcs. carbon filter for kitchen hood GL E Plus |  |  | 49.99 | 5416946400 | SP502100100
Carbon filter GET E | 1 pcs. carbon filter for kitchen hood GET E |  |  | 49.99 | 5416025000 | SP502100060
NAZ / NAZ-D professional wall kitchen hoods
depth 700 mm
NAZ 70x45x60 | professional wall kitchen hood |  | * | 1301.99 |  | AI100100010
NAZ 70x45x80 | professional wall kitchen hood |  | * | 1696.27 |  | AI100100060
NAZ 70x45x100 | professional wall kitchen hood |  | * | 1205.25 |  | AI100100110
NAZ 70x45x120 | professional wall kitchen hood |  | * | 1822.77 |  | AI100100160
NAZ 70x45x140 | professional wall kitchen hood |  | * | 1949.23 |  | AI100100210
NAZ 70x45x160 | professional wall kitchen hood |  | * | 1711.15 |  | AI100100260
NAZ 70x45x180 | professional wall kitchen hood |  | * | 1776.26 |  | AI100100310
NAZ 70x45x200 | professional wall kitchen hood |  | * | 2313.61 |  | AI100100360
NAZ-D 70x45x200 | professional wall kitchen hood splitted |  | * | 2910.67 |  | AI110000010
NAZ-D 70x45x220 | professional wall kitchen hood splitted |  | * | 3358.47 |  | AI110000060
NAZ-D 70x45x240 | professional wall kitchen hood splitted |  | * | 3731.63 |  | AI110000110
NAZ-D 70x45x260 | professional wall kitchen hood splitted |  | * | 3873.43 |  | AI110000160
NAZ-D 70x45x280 | professional wall kitchen hood splitted |  | * | 3955.53 |  | AI110000210
NAZ-D 70x45x300 | professional wall kitchen hood splitted |  | * | 4030.16 |  | AI110000260
NAZ-D 70x45x320 | professional wall kitchen hood splitted |  | * | 4254.06 |  | AI110000310
NAZ-D 70x45x340 | professional wall kitchen hood splitted |  | * | 4291.38 |  | AI110000360
NAZ-D 70x45x360 | professional wall kitchen hood splitted |  | * | 4477.96 |  | AI110000410
NAZ-D 70x45x380 | professional wall kitchen hood splitted |  | * | 4851.12 |  | AI110000460
NAZ-D 70x45x400 | professional wall kitchen hood splitted |  | * | 5224.29 |  | AI110000510
depth 800 mm
NAZ 80x45x60 | professional wall kitchen hood |  | * | 1331.75 |  | AI100100020
NAZ 80x45x80 | professional wall kitchen hood |  | * | 1711.15 |  | AI100100070
NAZ 80x45x100 | professional wall kitchen hood |  | * | 1227.59 |  | AI100100120
NAZ 80x45x120 | professional wall kitchen hood |  | * | 1867.41 |  | AI100100170
NAZ 80x45x140 | professional wall kitchen hood |  | * | 1993.87 |  | AI100100220
NAZ 80x45x160 | professional wall kitchen hood |  | * | 1770.67 |  | AI100100270
NAZ 80x45x180 | professional wall kitchen hood |  | * | 1828.5 |  | AI100100320
NAZ 80x45x200 | professional wall kitchen hood |  | * | 2388.24 |  | AI100100370
NAZ-D 80x45x200 | professional wall kitchen hood splitted |  | * | 2985.31 |  | AI110000020
NAZ-D 80x45x220 | professional wall kitchen hood splitted |  | * | 3433.1 |  | AI110000070
NAZ-D 80x45x240 | professional wall kitchen hood splitted |  | * | 3806.27 |  | AI110000120
NAZ-D 80x45x260 | professional wall kitchen hood splitted |  | * | 3918.21 |  | AI110000170
NAZ-D 80x45x280 | professional wall kitchen hood splitted |  | * | 4030.16 |  | AI110000220
NAZ-D 80x45x300 | professional wall kitchen hood splitted |  | * | 4089.87 |  | AI110000270
NAZ-D 80x45x320 | professional wall kitchen hood splitted |  | * | 4343.62 |  | AI110000320
NAZ-D 80x45x340 | professional wall kitchen hood splitted |  | * | 4351.08 |  | AI110000370
NAZ-D 80x45x360 | professional wall kitchen hood splitted |  | * | 4627.22 |  | AI110000420
NAZ-D 80x45x380 | professional wall kitchen hood splitted |  | * | 5000.39 |  | AI110000470
NAZ-D 80x45x400 | professional wall kitchen hood splitted |  | * | 5336.23 |  | AI110000520
depth 900 mm
NAZ 90x45x60 | professional wall kitchen hood |  | * | 1339.16 |  | AI100100030
NAZ 90x45x80 | professional wall kitchen hood |  | * | 1748.38 |  | AI100100080
NAZ 90x45x100 | professional wall kitchen hood |  | * | 1257.35 |  | AI100100130
NAZ 90x45x120 | professional wall kitchen hood |  | * | 1926.93 |  | AI100100180
NAZ 90x45x140 | professional wall kitchen hood |  | * | 2023.62 |  | AI100100230
NAZ 90x45x160 | professional wall kitchen hood |  | * | 1852.53 |  | AI100100280
NAZ 90x45x180 | professional wall kitchen hood |  | * | 1880.74 |  | AI100100330
NAZ 90x45x200 | professional wall kitchen hood |  | * | 2462.88 |  | AI100100380
NAZ-D 90x45x200 | professional wall kitchen hood splitted |  | * | 3059.94 |  | AI110000030
NAZ-D 90x45x220 | professional wall kitchen hood splitted |  | * | 3507.73 |  | AI110000080
NAZ-D 90x45x240 | professional wall kitchen hood splitted |  | * | 3880.9 |  | AI110000130
NAZ-D 90x45x260 | professional wall kitchen hood splitted |  | * | 3977.92 |  | AI110000180
NAZ-D 90x45x280 | professional wall kitchen hood splitted |  | * | 4142.11 |  | AI110000230
NAZ-D 90x45x300 | professional wall kitchen hood splitted |  | * | 4216.74 |  | AI110000280
NAZ-D 90x45x320 | professional wall kitchen hood splitted |  | * | 4477.96 |  | AI110000330
NAZ-D 90x45x340 | professional wall kitchen hood splitted |  | * | 4470.5 |  | AI110000380
NAZ-D 90x45x360 | professional wall kitchen hood splitted |  | * | 4776.49 |  | AI110000430
NAZ-D 90x45x380 | professional wall kitchen hood splitted |  | * | 5149.65 |  | AI110000480
NAZ-D 90x45x400 | professional wall kitchen hood splitted |  | * | 5410.87 |  | AI110000530
depth 1000 mm
NAZ 100x45x60 | professional wall kitchen hood |  | * | 1354.04 |  | AI100100040
NAZ 100x45x80 | professional wall kitchen hood |  | * | 1785.55 |  | AI100100090
NAZ 100x45x100 | professional wall kitchen hood |  | * | 1301.99 |  | AI100100140
NAZ 100x45x120 | professional wall kitchen hood |  | * | 1904.59 |  | AI100100190
NAZ 100x45x140 | professional wall kitchen hood |  | * | 2045.97 |  | AI100100240
NAZ 100x45x160 | professional wall kitchen hood |  | * | 2127.03 |  | AI100100290
NAZ 100x45x180 | professional wall kitchen hood |  | * | 2350.93 |  | AI100100340
NAZ 100x45x200 | professional wall kitchen hood |  | * | 2500.19 |  | AI100100390
NAZ-D 100x45x200 | professional wall kitchen hood splitted |  | * | 3097.26 |  | AI110000040
NAZ-D 100x45x220 | professional wall kitchen hood splitted |  | * | 3731.63 |  | AI110000090
NAZ-D 100x45x240 | professional wall kitchen hood splitted |  | * | 3918.21 |  | AI110000140
NAZ-D 100x45x260 | professional wall kitchen hood splitted |  | * | 4067.48 |  | AI110000190
NAZ-D 100x45x280 | professional wall kitchen hood splitted |  | * | 4171.97 |  | AI110000240
NAZ-D 100x45x300 | professional wall kitchen hood splitted |  | * | 4254.06 |  | AI110000290
NAZ-D 100x45x320 | professional wall kitchen hood splitted |  | * | 4477.96 |  | AI110000340
NAZ-D 100x45x340 | professional wall kitchen hood splitted |  | * | 4627.22 |  | AI110000390
NAZ-D 100x45x360 | professional wall kitchen hood splitted |  | * | 4851.12 |  | AI110000440
NAZ-D 100x45x380 | professional wall kitchen hood splitted |  | * | 5149.65 |  | AI110000490
NAZ-D 100x45x400 | professional wall kitchen hood splitted |  | * | 5448.18 |  | AI110000540
depth 1093 mm
NAZ 110x45x60 | professional wall kitchen hood |  | * | 1413.56 |  | AI100100050
NAZ 110x45x80 | professional wall kitchen hood |  | * | 1822.77 |  | AI100100100
NAZ 110x45x100 | professional wall kitchen hood |  | * | 1376.39 |  | AI100100150
NAZ 110x45x120 | professional wall kitchen hood |  | * | 1934.35 |  | AI100100200
NAZ 110x45x140 | professional wall kitchen hood |  | * | 2098.02 |  | AI100100250
NAZ 110x45x160 | professional wall kitchen hood |  | * | 2231.52 |  | AI100100300
NAZ 110x45x180 | professional wall kitchen hood |  | * | 2425.56 |  | AI100100350
NAZ 110x45x200 | professional wall kitchen hood |  | * | 2567.36 |  | AI100100400
NAZ-D 110x45x200 | professional wall kitchen hood splitted |  | * | 3164.42 |  | AI110000050
NAZ-D 110x45x220 | professional wall kitchen hood splitted |  | * | 3843.58 |  | AI110000100
NAZ-D 110x45x240 | professional wall kitchen hood splitted |  | * | 4030.16 |  | AI110000150
NAZ-D 110x45x260 | professional wall kitchen hood splitted |  | * | 4171.97 |  | AI110000200
NAZ-D 110x45x280 | professional wall kitchen hood splitted |  | * | 4254.06 |  | AI110000250
NAZ-D 110x45x300 | professional wall kitchen hood splitted |  | * | 4403.33 |  | AI110000300
NAZ-D 110x45x320 | professional wall kitchen hood splitted |  | * | 4627.22 |  | AI110000350
NAZ-D 110x45x340 | professional wall kitchen hood splitted |  | * | 4776.49 |  | AI110000400
NAZ-D 110x45x360 | professional wall kitchen hood splitted |  | * | 5075.02 |  | AI110000450
NAZ-D 110x45x380 | professional wall kitchen hood splitted |  | * | 5298.92 |  | AI110000500
NAZ-D 110x45x400 | professional wall kitchen hood splitted |  | * | 5597.45 |  | AI110000550
ZAZZ / ZAZZ-D professional ceiling kitchen hoods
depth 1530 mm
ZAZZ 150x45x100 | professional ceiling kitchen hood |  | * | 2985.31 |  | AI260000010
ZAZZ 150x45x120 | professional ceiling kitchen hood |  |  | on request
ZAZZ 150x45x140 | professional ceiling kitchen hood |  | * | 3403.25 |  | AI260000130
ZAZZ 150x45x160 | professional ceiling kitchen hood |  | * | 3657 |  | AI260000190
ZAZZ 150x45x180 | professional ceiling kitchen hood |  | * | 3731.63 |  | AI260000250
ZAZZ 150x45x200 | professional ceiling kitchen hood |  | * | 3955.53 |  | AI260000310
ZAZZ-D 150x45x200 | professional ceiling kitchen hood splitted |  | * | 4701.86 |  | AI270000010
ZAZZ-D 150x45x220 | professional ceiling kitchen hood splitted |  | * | 5373.55 |  | AI270000070
ZAZZ-D 150x45x240 | professional ceiling kitchen hood splitted |  | * | 5522.82 |  | AI270000130
ZAZZ-D 150x45x260 | professional ceiling kitchen hood splitted |  | * | 5895.98 |  | AI270000190
ZAZZ-D 150x45x280 | professional ceiling kitchen hood splitted |  | * | 6045.24 |  | AI270000250
ZAZZ-D 150x45x300 | professional ceiling kitchen hood splitted |  | * | 6269.14 |  | AI270000310
ZAZZ-D 150x45x320 | professional ceiling kitchen hood splitted |  | * | 6418.41 |  | AI270000370
ZAZZ-D 150x45x340 | professional ceiling kitchen hood splitted |  | * | 6567.67 |  | AI270000430
ZAZZ-D 150x45x360 | professional ceiling kitchen hood splitted |  | * | 6642.31 |  | AI270000490
ZAZZ-D 150x45x380 | professional ceiling kitchen hood splitted |  | * | 6716.94 |  | AI270000550
ZAZZ-D 150x45x400 | professional ceiling kitchen hood splitted |  | * | 6791.57 |  | AI270000610
depth 1600 mm
ZAZZ 160x45x100 | professional ceiling kitchen hood |  | * | 3059.94 |  | AI260000020
ZAZZ 160x45x120 | professional ceiling kitchen hood |  | * | 3283.84 |  | AI260000080
ZAZZ 160x45x140 | professional ceiling kitchen hood |  | * | 3470.42 |  | AI260000140
ZAZZ 160x45x160 | professional ceiling kitchen hood |  | * | 3731.63 |  | AI260000200
ZAZZ 160x45x180 | professional ceiling kitchen hood |  | * | 3806.27 |  | AI260000260
ZAZZ 160x45x200 | professional ceiling kitchen hood |  | * | 4104.8 |  | AI260000320
ZAZZ-D 160x45x200 | professional ceiling kitchen hood splitted |  | * | 4851.12 |  | AI270000020
ZAZZ-D 160x45x220 | professional ceiling kitchen hood splitted |  | * | 5448.18 |  | AI270000080
ZAZZ-D 160x45x240 | professional ceiling kitchen hood splitted |  | * | 5597.45 |  | AI270000140
ZAZZ-D 160x45x260 | professional ceiling kitchen hood splitted |  | * | 5970.61 |  | AI270000200
ZAZZ-D 160x45x280 | professional ceiling kitchen hood splitted |  | * | 6119.88 |  | AI270000260
ZAZZ-D 160x45x300 | professional ceiling kitchen hood splitted |  | * | 6343.78 |  | AI270000320
ZAZZ-D 160x45x320 | professional ceiling kitchen hood splitted |  | * | 6493.04 |  | AI270000380
ZAZZ-D 160x45x340 | professional ceiling kitchen hood splitted |  | * | 6642.31 |  | AI270000440
ZAZZ-D 160x45x360 | professional ceiling kitchen hood splitted |  | * | 6716.94 |  | AI270000500
ZAZZ-D 160x45x380 | professional ceiling kitchen hood splitted |  | * | 6791.57 |  | AI270000560
ZAZZ-D 160x45x400 | professional ceiling kitchen hood splitted |  | * | 6866.2 |  | AI270000620
depth 1800 mm
ZAZZ 180x45x100 | professional ceiling kitchen hood |  | * | 3209.2 |  | AI260000030
ZAZZ 180x45x120 | professional ceiling kitchen hood |  | * | 3433.1 |  | AI260000090
ZAZZ 180x45x140 | professional ceiling kitchen hood |  | * | 3582.37 |  | AI260000150
ZAZZ 180x45x160 | professional ceiling kitchen hood |  | * | 3880.9 |  | AI260000210
ZAZZ 180x45x180 | professional ceiling kitchen hood |  | * | 3955.53 |  | AI260000270
ZAZZ 180x45x200 | professional ceiling kitchen hood |  | * | 4254.06 |  | AI260000330
ZAZZ-D 180x45x200 | professional ceiling kitchen hood splitted |  | * | 5000.39 |  | AI270000030
ZAZZ-D 180x45x220 | professional ceiling kitchen hood splitted |  | * | 5597.45 |  | AI270000090
ZAZZ-D 180x45x240 | professional ceiling kitchen hood splitted |  | * | 5746.71 |  | AI270000150
ZAZZ-D 180x45x260 | professional ceiling kitchen hood splitted |  | * | 6119.88 |  | AI270000210
ZAZZ-D 180x45x280 | professional ceiling kitchen hood splitted |  | * | 6269.14 |  | AI270000270
ZAZZ-D 180x45x300 | professional ceiling kitchen hood splitted |  | * | 6493.04 |  | AI270000330
ZAZZ-D 180x45x320 | professional ceiling kitchen hood splitted |  | * | 6642.31 |  | AI270000390
ZAZZ-D 180x45x340 | professional ceiling kitchen hood splitted |  | * | 6791.57 |  | AI270000450
ZAZZ-D 180x45x360 | professional ceiling kitchen hood splitted |  | * | 6866.2 |  | AI270000510
ZAZZ-D 180x45x380 | professional ceiling kitchen hood splitted |  | * | 6940.84 |  | AI270000570
ZAZZ-D 180x45x400 | professional ceiling kitchen hood splitted |  | * | 7015.47 |  | AI270000630
depth 2000 mm
ZAZZ 200x45x100 | professional ceiling kitchen hood |  | * | 3358.47 |  | AI260000040
ZAZZ 200x45x120 | professional ceiling kitchen hood |  | * | 3321.15 |  | AI260000100
ZAZZ 200x45x140 | professional ceiling kitchen hood |  | * | 3694.32 |  | AI260000160
ZAZZ 200x45x160 | professional ceiling kitchen hood |  | * | 3992.85 |  | AI260000220
ZAZZ 200x45x180 | professional ceiling kitchen hood |  | * | 4104.8 |  | AI260000280
ZAZZ 200x45x200 | professional ceiling kitchen hood |  | * | 4403.33 |  | AI260000340
ZAZZ-D 200x45x200 | professional ceiling kitchen hood splitted |  | * | 5149.65 |  | AI270000040
ZAZZ-D 200x45x220 | professional ceiling kitchen hood splitted |  | * | 5746.71 |  | AI270000100
ZAZZ-D 200x45x240 | professional ceiling kitchen hood splitted |  | * | 5895.98 |  | AI270000160
ZAZZ-D 200x45x260 | professional ceiling kitchen hood splitted |  | * | 6269.14 |  | AI270000220
ZAZZ-D 200x45x280 | professional ceiling kitchen hood splitted |  | * | 6418.41 |  | AI270000280
ZAZZ-D 200x45x300 | professional ceiling kitchen hood splitted |  | * | 6642.31 |  | AI270000340
ZAZZ-D 200x45x320 | professional ceiling kitchen hood splitted |  | * | 6791.57 |  | AI270000400
ZAZZ-D 200x45x340 | professional ceiling kitchen hood splitted |  | * | 6940.84 |  | AI270000460
ZAZZ-D 200x45x360 | professional ceiling kitchen hood splitted |  | * | 7015.47 |  | AI270000520
ZAZZ-D 200x45x380 | professional ceiling kitchen hood splitted |  | * | 7090.1 |  | AI270000580
ZAZZ-D 200x45x400 | professional ceiling kitchen hood splitted |  | * | 7164.73 |  | AI270000640
depth 2100 mm
ZAZZ 210x45x100 | professional ceiling kitchen hood |  | * | 3433.1 |  | AI260000050
ZAZZ 210x45x120 | professional ceiling kitchen hood |  | * | 3433.1 |  | AI260000110
ZAZZ 210x45x140 | professional ceiling kitchen hood |  | * | 3731.63 |  | AI260000170
ZAZZ 210x45x160 | professional ceiling kitchen hood |  | * | 4067.48 |  | AI260000230
ZAZZ 210x45x180 | professional ceiling kitchen hood |  | * | 4179.43 |  | AI260000290
ZAZZ 210x45x200 | professional ceiling kitchen hood |  | * | 4477.96 |  | AI260000350
ZAZZ-D 210x45x200 | professional ceiling kitchen hood splitted |  | * | 5224.29 |  | AI270000050
ZAZZ-D 210x45x220 | professional ceiling kitchen hood splitted |  | * | 5821.35 |  | AI270000110
ZAZZ-D 210x45x240 | professional ceiling kitchen hood splitted |  | * | 5970.61 |  | AI270000170
ZAZZ-D 210x45x260 | professional ceiling kitchen hood splitted |  | * | 6343.78 |  | AI270000230
ZAZZ-D 210x45x280 | professional ceiling kitchen hood splitted |  | * | 6493.04 |  | AI270000290
ZAZZ-D 210x45x300 | professional ceiling kitchen hood splitted |  | * | 6716.94 |  | AI270000350
ZAZZ-D 210x45x320 | professional ceiling kitchen hood splitted |  | * | 6866.2 |  | AI270000410
ZAZZ-D 210x45x340 | professional ceiling kitchen hood splitted |  | * | 7015.47 |  | AI270000470
ZAZZ-D 210x45x360 | professional ceiling kitchen hood splitted |  | * | 7090.1 |  | AI270000530
ZAZZ-D 210x45x380 | professional ceiling kitchen hood splitted |  | * | 7164.73 |  | AI270000590
ZAZZ-D 210x45x400 | professional ceiling kitchen hood splitted |  | * | 7239.37 |  | AI270000650
depth 2200 mm
ZAZZ 220x45x100 | professional ceiling kitchen hood |  | * | 3545.05 |  | AI260000060
ZAZZ 220x45x120 | professional ceiling kitchen hood |  | * | 3582.37 |  | AI260000120
ZAZZ 220x45x140 | professional ceiling kitchen hood |  | * | 3880.9 |  | AI260000180
ZAZZ 220x45x160 | professional ceiling kitchen hood |  | * | 4171.97 |  | AI260000240
ZAZZ 220x45x180 | professional ceiling kitchen hood |  | * | 4254.06 |  | AI260000300
ZAZZ 220x45x200 | professional ceiling kitchen hood |  | * | 4627.22 |  | AI260000360
ZAZZ-D 220x45x200 | professional ceiling kitchen hood splitted |  | * | 5373.55 |  | AI270000060
ZAZZ-D 220x45x220 | professional ceiling kitchen hood splitted |  | * | 5895.98 |  | AI270000120
ZAZZ-D 220x45x240 | professional ceiling kitchen hood splitted |  | * | 6119.88 |  | AI270000180
ZAZZ-D 220x45x260 | professional ceiling kitchen hood splitted |  | * | 6418.41 |  | AI270000240
ZAZZ-D 220x45x280 | professional ceiling kitchen hood splitted |  | * | 6567.67 |  | AI270000300
ZAZZ-D 220x45x300 | professional ceiling kitchen hood splitted |  | * | 6791.57 |  | AI270000360
ZAZZ-D 220x45x320 | professional ceiling kitchen hood splitted |  | * | 6940.84 |  | AI270000420
ZAZZ-D 220x45x340 | professional ceiling kitchen hood splitted |  | * | 7090.1 |  | AI270000480
ZAZZ-D 220x45x360 | professional ceiling kitchen hood splitted |  | * | 7164.73 |  | AI270000540
ZAZZ-D 220x45x380 | professional ceiling kitchen hood splitted |  | * | 7239.37 |  | AI270000600
ZAZZ-D 220x45x400 | professional ceiling kitchen hood splitted |  | * | 7314 |  | AI270000660
Accessories for kitched hoods NAZ / NAZ-D / ZAZZ / ZAZZ-D
NAZ-ZAZ litening switch | litening switch |  | * | 53.39 |  | AI300000030
NAZ-ZAZ condensate drain tap | condensate drain tap |  | * | 62.19 |  | AI300000010
NAZ-ZAZ condensate tray | condensate tray |  | * | 56.42 |  | AI300000020
NAZ-ZAZ slotted grease filter | slotted grease filter |  | * | 94.39 |  | AI301000010
CHAP. 7.1 ACCESSORIES - DUCT COMPONENTS
Coolers
IKF 200 L | freon cooler for rectangular duct |  |  | 1036.17 |  | PR240100010
IKF 200 P | freon cooler for rectangular duct |  |  | 1036.17 |  | PR240100015
IKF 200 BP | freon cooler for rectangular duct with bypass |  |  | 1153.1 |  | PR240100017
IKF 225 L | freon cooler for rectangular duct |  |  | 1280.44 |  | PR240100020
IKF 225 P | freon cooler for rectangular duct |  |  | 1280.44 |  | PR240100025
IKF 225 BP | freon cooler for rectangular duct with bypass |  |  | 1395.44 |  | PR240100027
IKF 250 L | freon cooler for rectangular duct |  |  | 1328.98 |  | PR240100030
IKF 250 P | freon cooler for rectangular duct |  |  | 1328.98 |  | PR240100035
IKF 250 BP | freon cooler for rectangular duct with bypass |  |  | 1511.48 |  | PR240100037
IKF 285 L | freon cooler for rectangular duct |  |  | 1415.81 |  | PR240100040
IKF 285 P | freon cooler for rectangular duct |  |  | 1415.81 |  | PR240100045
IKF 285 BP | freon cooler for rectangular duct with bypass |  |  | 1612.96 |  | PR240100048
IKF 315 L | freon cooler for rectangular duct |  |  | 1545.98 |  | PR240100050
IKF 315 P | freon cooler for rectangular duct |  |  | 1545.98 |  | PR240100055
IKF 315 BP | freon cooler for rectangular duct with bypass |  |  | 1739.97 |  | PR240100057
IKF 355 L | freon cooler for rectangular duct |  |  | 2022.45 |  | PR240100060
IKF 355 P | freon cooler for rectangular duct |  |  | 2022.45 |  | PR240100065
IKF 355 BP | freon cooler for rectangular duct with bypass |  |  | 2235.98 |  | PR240100067
IKF 400 L | freon cooler for rectangular duct |  |  | 2505.45 |  | PR240100080
IKF 400 P | freon cooler for rectangular duct |  |  | 2505.45 |  | PR240100085
IKF 400 BP | freon cooler for rectangular duct with bypass |  |  | 2770.23 |  | PR240100070
IKF 450 L | freon cooler for rectangular duct |  |  | 2837.36 |  | PR240100090
IKF 450 P | freon cooler for rectangular duct |  |  | 2837.36 |  | PR240100095
IKF 450 BP | freon cooler for rectangular duct with bypass |  |  | 3100.73 |  | PR240100097
MKF 100 | freon cooler for circular duct |  |  | 830.72 |  | PR240101010
MKF 125 | freon cooler for circular duct |  |  | 846.54 |  | PR240101020
MKF 160 | freon cooler for circular duct |  |  | 923.66 |  | PR240101030
MKF 200 | freon cooler for circular duct |  |  | 956.61 |  | PR240101040
MKF 250 | freon cooler for circular duct |  |  | 1234.16 |  | PR240101050
MKF 315 | freon cooler for circular duct |  |  | 1488.24 |  | PR240101060
MKF 355 | freon cooler for circular duct |  |  | 1807.42 |  | PR240101070
MKF 400 | freon cooler for circular duct |  |  | 1828.27 |  | PR240101080
MKF 450 | freon cooler for circular duct |  |  | 1930.69 |  | PR240101081
MKF 500 | freon cooler for circular duct |  |  | 2033.29 |  | PR240101090
IKW 200 L | water cooler for rectangular duct |  |  | 1051.71 |  | PR250100010
IKW 200 P | water cooler for rectangular duct |  |  | 1051.71 |  | PR250100015
IKW 200 BP | water cooler for rectangular duct with bypass |  | * | 1317.67 |  | PR250100017
IKW 225 L | water cooler for rectangular duct |  |  | 1270.63 |  | PR250100020
IKW 225 P | water cooler for rectangular duct |  |  | 1270.63 |  | PR250100025
IKW 225 BP | water cooler for rectangular duct with bypass |  | * | 1637.83 |  | PR250100027
IKW 250 L | water cooler for rectangular duct |  |  | 1514.53 |  | PR250100030
IKW 250 P | water cooler for rectangular duct |  |  | 1514.53 |  | PR250100035
IKW 250 BP | water cooler for rectangular duct with bypass |  | * | 1797.66 |  | PR250100037
IKW 285 L | water cooler for rectangular duct |  |  | 1590 |  | PR250100040
IKW 285 P | water cooler for rectangular duct |  |  | 1685.38 |  | PR250100045
IKW 285 BP | water cooler for rectangular duct with bypass |  |  | 1983.35 |  | PR250100047
IKW 315 L | water cooler for rectangular duct |  |  | 1876.1 |  | PR250100050
IKW 315 P | water cooler for rectangular duct |  |  | 1876.1 |  | PR250100055
IKW 315 BP | water cooler for rectangular duct with bypass |  | * | 2226.87 |  | PR250100057
IKW 355 L | water cooler for rectangular duct |  |  | 2075.91 |  | PR250100060
IKW 355 P | water cooler for rectangular duct |  |  | 2075.91 |  | PR250100065
IKW 355 BP | water cooler for rectangular duct with bypass |  |  | 2618.24 |  | PR250100067
IKW 400 L | water cooler for rectangular duct |  |  | 2569.1 |  | PR250100070
IKW 400 P | water cooler for rectangular duct |  |  | 2569.1 |  | PR250100075
IKW 400 BP | water cooler for rectangular duct with bypass |  | * | 3247.93 |  | PR250100077
IKW 450 L | water cooler for rectangular duct |  |  | 2840.64 |  | PR250100080
IKW 450 P | water cooler for rectangular duct |  |  | 2840.64 |  | PR250100085
IKW 450 BP | water cooler for rectangular duct with bypass |  | * | 3563.92 |  | PR250100087
MKW 100 | water cooler for circular duct |  |  | 858.09 |  | PR250101010
MKW 125 | water cooler for circular duct |  |  | 872.92 |  | PR250101020
MKW 160 | water cooler for circular duct |  |  | 1000.03 |  | PR250101030
MKW 200 | water cooler for circular duct |  |  | 1010.73 |  | PR250101040
MKW 250 | water cooler for circular duct |  |  | 1302.46 |  | PR250101050
MKW 315 | water cooler for circular duct |  |  | 1519.88 |  | PR250101060
MKW 355 | water cooler for circular duct |  |  | 1913.69 |  | PR250101070
MKW 400 | water cooler for circular duct |  |  | 1945.05 |  | PR250101080
MKW 500 | water cooler for circular duct |  |  | 2155.8 |  | PR250101090
Extract electric valve
EAK | Extract electric valve | o |  | 69.61 | 5211503700 | SP487100010
Droplet eliminators
ITA 200/40-20 | additional droplet eliminator |  |  | 144.99 |  | PR282100010
ITA 225/50-25 | additional droplet eliminator |  |  | 160.95 |  | PR282100020
ITA 250/50-30 | additional droplet eliminator |  |  | 184.52 |  | PR282100030
ITA 285/60-30 | additional droplet eliminator |  |  | 203.95 |  | PR282100040
ITA 315/60-35 | additional droplet eliminator |  |  | 211.69 |  | PR282100050
ITA 355/70-40 | additional droplet eliminator |  |  | 255.77 |  | PR282100060
ITA 400/80-50 | additional droplet eliminator |  |  | 325.57 |  | PR282100070
ITA 450/100-50 | additional droplet eliminator |  |  | 408.74 |  | PR282100080
Filter cartridges and filters
MFL 100 | filter cartridge G4 | o |  | 65.43 |  | PR470100010
MFL 125 | filter cartridge G4 | o |  | 66.79 |  | PR470100020
MFL 150 | filter cartridge G4 | o |  | 78.2 |  | PR470100030
MFL 160 | filter cartridge G4 | o |  | 78.2 |  | PR470100040
MFL 200 | filter cartridge G4 | o |  | 83.41 |  | PR470100050
MFL 250 | filter cartridge G4 | o |  | 115.09 |  | PR470100060
MFL 315 | filter cartridge G4 | o |  | 139.36 |  | PR470100070
MFL 355 | filter cartridge G4 | o |  | 192.59 |  | PR470100080
MFL 400 | filter cartridge G4 | o |  | 202.12 |  | PR470100090
MFL 450 | filter cartridge G4 | o |  | 225.82 |  | PR470100095
MFL 500 | filter cartridge G4 | o |  | 233.94 |  | PR470100100
MFL 560 | filter cartridge G4 |  |  | 303.93 |  | PR470100110
MFR 100,125,160/4 G4 | spare filter G4 (ISO coarse 60%) for MFL | o | * | 2.49 |  | FV600100010
MFR 200/4 G4 | spare filter G4 (ISO coarse 60%) for MFL | o | * | 2.49 |  | FV600100020
MFR 250/4 G4 | spare filter G4 (ISO coarse 60%) for MFL | o | * | 3.85 |  | FV600100030
MFR 315/4 G4 | spare filter G4 (ISO coarse 60%) for MFL | o | * | 3.85 |  | FV600100040
MFR 355,400/4 G4 | spare filter G4 (ISO coarse 60%) for MFL | o | * | 5.16 |  | FV600100050
MFR 450,500/4 G4 | spare filter G4 (ISO coarse 60%) for MFL | o | * | 8.07 |  | FV600100060
MFRC 100,125,160 | spare carbon filter EU 3 for MFL | o | * | 2.91 |  | FV710100010
MFRC 200 | spare carbon filter EU 3 for MFL |  | * | 3.29 |  | FV710100020
MFRC 250 | spare carbon filter EU 3 for MFL | o | * | 4.79 |  | FV710100030
MFRC 315 | spare carbon filter EU 3 for MFL | o | * | 6.24 |  | FV710100040
MFRC 355,400 | spare carbon filter EU 3 for MFL |  | * | 10.42 |  | FV710100050
MFRR 100, 125, 160 | spare filter G4 including net for MFL | o |  | 13.8 |  | PR480100010
MFRR 200 | spare filter G4 including net for MFL | o |  | 14.79 |  | PR480100020
MFRR 250 | spare filter G4 including net for MFL | o |  | 16.71 |  | PR480100030
MFRR 315 | spare filter G4 including net for MFL | o |  | 18.26 |  | PR480100040
MFRR 355,400 | spare filter G4 including net for MFL | o |  | 31.73 |  | PR480100050
MFRR 450,500 | spare filter G4 including net for MFL | o |  | 43.61 |  | PR480100060
MFL 100/F | filter cartridge G3, M5, F7 | o |  | 119.27 |  | PR471100010
MFL 125/F | filter cartridge G3, M5, F7 | o |  | 119.37 |  | PR471100020
MFL 150/F | filter cartridge G3, M5, F7 | o |  | 118.29 |  | PR471100030
MFL 160/F | filter cartridge G3, M5, F7 | o |  | 118.66 |  | PR471100040
MFL 200/F | filter cartridge G3, M5, F7 | o |  | 126.27 |  | PR471100050
MFL 250/F | filter cartridge G3, M5, F7 | o |  | 149.08 |  | PR471100060
MFL 315/F | filter cartridge G3, M5, F7 | o |  | 163.77 |  | PR471100070
MFL 355/F | filter cartridge G3, M5, F7 | o |  | 190.34 |  | PR471100080
MFL 400/F | filter cartridge G3, M5, F7 | o |  | 191.37 |  | PR471100090
MFL 500/F | filter cartridge G3, M5, F7 | o |  | 251.69 |  | PR471100100
MFR 100,125,160/3 G3 (ISO coarse 50%) | spare filter G3 (ISO coarse 50%) for MFL/F | o | * | 20 |  | FV610100010
MFR 200/3 G3 (ISO coarse 50%) | spare filter G3 (ISO coarse 50%) for MFL/F | o | * | 30.46 |  | FV610100020
MFR 250/3 G3 (ISO coarse 50%) | spare filter G3 (ISO coarse 50%) for MFL/F | o | * | 35.81 |  | FV610100030
MFR 315/3 G3 (ISO coarse 50%) | spare filter G3 (ISO coarse 50%) for MFL/F | o | * | 39.57 |  | FV610100040
MFR 355,400/3 G3 (ISO coarse 50%) | spare filter G3 (ISO coarse 50%) for MFL/F | o | * | 44.17 |  | FV610100050
MFR 450,500/3 G3 (ISO coarse 50%) | spare filter G3 (ISO coarse 50%) for MFL/F | o | * | 55.43 |  | FV610100060
MFR 100,125,160/5 M5 (ISO coarse 80%) | spare filter M5 (ISO coarse 80%) for MFL/F | o | * | 24.78 |  | FV620100010
MFR 200/5 M5 (ISO coarse 80%) | spare filter M5 (ISO coarse 80%) for MFL/F | o | * | 46.14 |  | FV620100020
MFR 250/5 M5 (ISO coarse 80%) | spare filter M5 (ISO coarse 80%) for MFL/F | o | * | 48.49 |  | FV620100030
MFR 315/5 M5 (ISO coarse 80%) | spare filter M5 (ISO coarse 80%) for MFL/F | o | * | 53.32 |  | FV620100040
MFR 355,400/5 M5 (ISO coarse 80%) | spare filter M5 (ISO coarse 80%) for MFL/F | o | * | 63.74 |  | FV620100050
MFR 450,500/5 M5 (ISO coarse 80%) | spare filter M5 (ISO coarse 80%) for MFL/F | o | * | 75.95 |  | FV620100060
MFR 100,125,160/7 F7 (ISO ePM10 75%) | spare filter F7 (ISO ePM10 75%) for MFL/F | o | * | 35.25 |  | FV630100010
MFR 200/7 F7 (ISO ePM10 75%) | spare filter F7 (ISO ePM10 75%) for MFL/F | o | * | 56.84 |  | FV630100020
MFR 250/7 F7 (ISO ePM10 75%) | spare filter F7 (ISO ePM10 75%) for MFL/F | o | * | 67.03 |  | FV630100030
MFR 315/7 F7 (ISO ePM10 75%) | spare filter F7 (ISO ePM10 75%) for MFL/F | o | * | 70.92 |  | FV630100040
MFR 355,400/7 F7 (ISO ePM10 75%) | spare filter F7 (ISO ePM10 75%) for MFL/F | o | * | 81.44 |  | FV630100050
MFR 450,500/7 F7 (ISO ePM10 75%) | spare filter F7 (ISO ePM10 75%) for MFL/F | o | * | 88.9 |  | FV630100060
MFLT 125 | grease filter cartridge | o |  | 292.33 |  | PR470201010
MFLT 160 | grease filter cartridge | o |  | 299.7 |  | PR470201020
MFLT 200 | grease filter cartridge | o |  | 302.8 |  | PR470201030
MFLT 250 | grease filter cartridge | o |  | 303.88 |  | PR470201040
MFLT 315 | grease filter cartridge | o |  | 308.25 |  | PR470201050
MFLT 355 | grease filter cartridge | o |  | 405.36 |  | PR470201060
MFLT 400 | grease filter cartridge | o |  | 408.84 |  | PR470201070
MFLT 450 | grease filter cartridge | o |  | 409.82 |  | PR470201080
MFLT 500 | grease filter cartridge | o |  | 579.93 |  | PR470201090
MFLT 560 | grease filter cartridge | o |  | 604.76 |  | PR470201100
MFRT 125, 160, 200, 250, 315 | spare grease filter | o | * | 52.81 |  | FV710300010
MFRT 355, 400, 450 | spare grease filter | o | * | 79.04 |  | FV710300020
MFRT 500, 560 | spare grease filter |  | * | 146.5 |  | FV710300030
MFLU 125 | insulated filter cartridge with carbon filter | o |  | 155.56 |  | PR470300010
MFLU 150 | insulated filter cartridge with carbon filter | o |  | 154.94 |  | PR470300020
MFLU 160 | insulated filter cartridge with carbon filter | o |  | 159.31 |  | PR470300030
MFLU 200 | insulated filter cartridge with carbon filter | o |  | 162.83 |  | PR470300040
MFRU 125, 150, 160 | spare filter G4/UF for MFLU | o |  | 25.82 |  | PR470300130
MFRU 200 | spare filter G4/UF for MFLU | o |  | 28.96 |  | PR470300135
IFL 200/40-20 | filter cartridge M5 | o |  | 169.87 |  | PR220100010
IFL 225/50-25 | filter cartridge M5 | o |  | 172.03 |  | PR220100020
IFL 250/50-30 | filter cartridge M5 | o |  | 181.47 |  | PR220100030
IFL 285/60-30 | filter cartridge M5 | o |  | 194.37 |  | PR220100040
IFL 315/60-35 | filter cartridge M5 | o |  | 201.51 |  | PR220100050
IFL 355/70-40 | filter cartridge M5 | o |  | 238.92 |  | PR220100060
IFL 400/80-50 | filter cartridge M5 | o |  | 265.2 |  | PR220100080
IFL 450/100-50 | filter cartridge M5 | o |  | 381.47 |  | PR220100090
IFR 200/40-20 G3 | spare filter G3 for IFL | o |  | 38.58 |  | FV510100060
IFR 225/50-25 G3 | spare filter G3 for IFL | o | * | 42.43 |  | FV510100070
IFR 250/50-30 G3 | spare filter G3 for IFL | o |  | 46.28 |  | FV510100080
IFR 285/60-30 G3 (ISO coarse 50%) | spare filter G3 (ISO coarse 50%) for IFL | o |  | 51.12 |  | FV510100010
IFR 315/60-35 G3 (ISO coarse 50%) | spare filter G3 (ISO coarse 50%) for IFL | o | * | 50.83 |  | FV510100020
IFR 355/70-40 G3 (ISO coarse 50%) | spare filter G3 (ISO coarse 50%) for IFL | o | * | 58.2 |  | FV510100030
IFR 400/80-50 G3 (ISO coarse 50%) | spare filter G3 (ISO coarse 50%) for IFL | o | * | 60.88 |  | FV510100040
IFR 450/100-50 G3 (ISO coarse 50%) | spare filter G3 (ISO coarse 50%) for IFL | o | * | 81.81 |  | FV510100050
IFR 200/40-20 M5 (ISO coarse 80%) | spare filter M5 (ISO coarse 80%) for IFL | o | * | 43.28 |  | FV520100020
IFR 225/50-25 M5 (ISO coarse 80%) | spare filter M5 (ISO coarse 80%) for IFL | o | * | 46.14 |  | FV520100030
IFR 250/50-30 M5 (ISO coarse 80%) | spare filter M5 (ISO coarse 80%) for IFL | o | * | 50.37 |  | FV520100040
IFR 285/60-30 M5 | spare filter M5 for IFL | o | * | 52.34 |  | FV520100050
IFR 315/60-35 M5 | spare filter M5 for IFL | o | * | 55.67 |  | FV520100060
IFR 355/70-40 M5 | spare filter M5 for IFL | o |  | 61.3 |  | FV520100070
IFR 400/80-50 M5 | spare filter M5 for IFL | o | * | 84.4 |  | FV520100090
IFR 450/100-50 M5 | spare filter M5 for IFL | o |  | 98.81 |  | FV520100110
IFR 200/40-20 F7 | spare filter F7 for IFL |  | * | 61.21 |  | FV530100010
IFR 225/50-25 F7 | spare filter F7 for IFL |  | * | 67.08 |  | FV530100020
IFR 250/50-30 F7 (ISO ePM10 75%) | spare filter F7 (ISO ePM10 75%) for IFL |  | * | 71.68 |  | FV530100030
IFR 285/60-30 F7 (ISO ePM10 75%) | spare filter F7 for IFL |  | * | 71.96 |  | FV530100035
IFR 315/60-35 F7 (ISO ePM10 75%) | spare filter F7 for IFL |  | * | 72.33 |  | FV530100040
IFR 355/70-40 F7 | spare filter F7 (ISO ePM10 75%) for IFL |  | * | 88.15 |  | FV530100045
IFR 400/80-50 F7 (ISO ePM10 75%) | spare filter F7 (ISO ePM10 75%) for IFL |  | * | 94.16 |  | FV530100050
IFR 450/100-50 F7 (ISO ePM10 75%) | spare filter F7 (ISO ePM10 75%) for IFL |  | * | 113.31 |  | FV530100060
IFLK 180/30-15 | cartridge with filter G3, short |  |  | 132.37 |  | PR220101005
IFLK 200/40-20 | cartridge with filter G4, short | o |  | 143.16 |  | PR220101010
IFLK 225/50-25 | cartridge with filter G4, short | o |  | 158.09 |  | PR220101020
IFLK 250/50-30 | cartridge with filter G4, short | o |  | 158.93 |  | PR220101030
IFLK 285/60-30 | cartridge with filter G4, short | o |  | 165.37 |  | PR220101040
IFLK 315/60-35 | cartridge with filter G4, short | o |  | 175.32 |  | PR220101050
IFLK 355/70-40 | cartridge with filter G4, short | o |  | 192.36 |  | PR220101060
IFLK 400/80-50 | cartridge with filter G4, short | o |  | 209.07 |  | PR220101070
IFLK 450/100-50 | cartridge with filter G4, short | o |  | 237.6 |  | PR220101080
IFRK 200/40-20 | spare filter for IFLK | o | * | 13.75 |  | PR220101015
IFRK 225/50-25 | spare filter for IFLK | o | * | 15.82 |  | PR220101025
IFRK 250/50-30 | spare filter for IFLK | o |  | 16.29 |  | PR220101035
IFRK 285/60-30 | spare filter for IFLK | o | * | 16.94 |  | PR220101045
IFRK 315/60-35 | spare filter for IFLK | o | * | 18.02 |  | PR220101055
IFRK 355/70-40 | spare filter for IFLK | o | * | 19.43 |  | PR220101065
IFRK 400/80-50 | spare filter for IFLK | o | * | 22.11 |  | PR220101075
IFRK 450/100-50 | spare filter for IFLK | o | * | 26.9 |  | PR220101085
Regulation dampers
IJK 200/30-15 | regulation damper |  |  | 114.62 |  | PR360100040
IJK 200/40-20 | regulation damper | o |  | 133.4 |  | PR360100050
IJK 225/50-25 | regulation damper | o |  | 142.04 |  | PR360100070
IJK 250/50-30 | regulation damper | o |  | 171.94 |  | PR360100080
IJK 285/60-30 | regulation damper | o |  | 180.76 |  | PR360100100
IJK 315/60-35 | regulation damper | o |  | 183.11 |  | PR360100110
IJK 355/70-40 | regulation damper | o |  | 223.94 |  | PR360100120
IJK 400/80-50 | regulation damper | o |  | 270.51 |  | PR360100130
IJK 450/100-50 | regulation damper | o |  | 347.91 |  | PR360100020
Mixing dampers
MSKM MIX 125 | mixing damper | o |  | 166.59 |  | PR422101340
MSKM MIX 160 | mixing damper | o |  | 174.61 |  | PR422101370
MSKM MIX 200 | mixing damper | o |  | 184.19 |  | PR422101390
MSKM MIX 250 | mixing damper | o |  | 196.53 |  | PR422101410
MSKM MIX 315 | mixing damper | o |  | 217.98 |  | PR422101430
MSKM MIX 355 | mixing damper |  |  | 234.46 |  | PR422101440
MSKM MIX 400 | mixing damper | o |  | 256.1 |  | PR422101450
MSKM MIX 450 | mixing damper |  |  | 285.62 |  | PR422101460
MSKM MIX 500 | mixing damper |  |  | 300.5 |  | PR422101470
Strangling dampers
MSK 080 | strangling damper | o |  | 34.12 |  | PR420100010
MSK 090 | strangling damper |  |  | 34.59 |  | PR420100015
MSK 100 | strangling damper | o |  | 34.88 |  | PR420100020
MSK 125 | strangling damper | o |  | 35.91 |  | PR420100030
MSK 140 | strangling damper | o |  | 36.75 |  | PR420100040
MSK 150 | strangling damper | o |  | 36.75 |  | PR420100050
MSK 160 | strangling damper | o |  | 38.4 |  | PR420100060
MSK 180 | strangling damper | o |  | 39.48 |  | PR420100070
MSK 200 | strangling damper | o |  | 42.1 |  | PR420100080
MSK 225 | strangling damper | o |  | 39.33 |  | PR420100090
MSK 250 | strangling damper | o |  | 43.32 |  | PR420100100
MSK 280 | strangling damper | o |  | 47.88 |  | PR420100110
MSK 315 | strangling damper | o |  | 48.58 |  | PR420100130
MSK 355 | strangling damper | o |  | 59.42 |  | PR420100150
MSK 400 | strangling damper | o |  | 80.27 |  | PR420100160
MSK 450 | strangling damper | o |  | 89.56 |  | PR420100170
MSK 500 | strangling damper | o |  | 94.21 |  | PR420100180
MSK 560 | strangling damper | o |  | 167.29 |  | PR420100190
MSK 630 | strangling damper |  |  | 178.04 |  | PR420100200
MSKG 080 | strangling damper with gasket |  |  | 41.21 |  | PR422100010
MSKG 090 | strangling damper with gasket |  |  | 43.65 |  | PR422100020
MSKG 100 | strangling damper with gasket | o |  | 41.21 |  | PR422100030
MSKG 125 | strangling damper with gasket | o |  | 43.56 |  | PR422100040
MSKG 140 | strangling damper with gasket |  |  | 44.64 |  | PR422100050
MSKG 150 | strangling damper with gasket |  |  | 44.64 |  | PR422100060
MSKG 160 | strangling damper with gasket | o |  | 47.03 |  | PR422100070
MSKG 180 | strangling damper with gasket |  |  | 48.3 |  | PR422100080
MSKG 200 | strangling damper with gasket | o |  | 51.87 |  | PR422100090
MSKG 225 | strangling damper with gasket |  |  | 56.04 |  | PR422100100
MSKG 250 | strangling damper with gasket | o |  | 62.01 |  | PR422100110
MSKG 280 | strangling damper with gasket |  |  | 68.2 |  | PR422100120
MSKG 315 | strangling damper with gasket |  |  | 69.99 |  | PR422100130
MSKG 355 | strangling damper with gasket |  |  | 84.72 |  | PR422100140
MSKG 400 | strangling damper with gasket |  |  | 114.16 |  | PR422100150
MSKG 450 | strangling damper with gasket |  |  | 126.83 |  | PR422100160
MSKG 500 | strangling damper with gasket |  |  | 129.64 |  | PR422100170
MSKT 080 | tight strangling damper | o |  | 41.73 |  | PR422101510
MSKT 100 | tight strangling damper | o |  | 46 |  | PR422101530
MSKT 125 | tight strangling damper | o |  | 48.91 |  | PR422101540
MSKT 140 | tight strangling damper | o |  | 49.9 |  | PR422101550
MSKT 150 | tight strangling damper | o |  | 49.9 |  | PR422101560
MSKT 160 | tight strangling damper | o |  | 52.9 |  | PR422101570
MSKT 180 | tight strangling damper |  |  | 53.65 |  | PR422101580
MSKT 200 | tight strangling damper | o |  | 57.73 |  | PR422101590
MSKT 225 | tight strangling damper |  |  | 62.66 |  | PR422101600
MSKT 250 | tight strangling damper | o |  | 68.34 |  | PR422101610
MSKT 280 | tight strangling damper |  |  | 75.24 |  | PR422101620
MSKT 315 | tight strangling damper | o |  | 77.21 |  | PR422101630
MSKT 355 | tight strangling damper | o |  | 93.74 |  | PR422101640
MSKT 400 | tight strangling damper | o |  | 126.03 |  | PR422101650
MSKT 450 | tight strangling damper | o |  | 139.6 |  | PR422101660
MSKT 500 | tight strangling damper | o |  | 142.79 |  | PR422101670
MSKT 560 | tight strangling damper |  |  | 189.68 |  | PR422101680
MSKT 630 | tight strangling damper | o |  | 205.87 |  | PR422101690
MSKTG 080 | tight strangling damper with gasket | o |  | 56.28 |  | PR422102510
MSKTG 100 | tight strangling damper with gasket | o |  | 46.84 |  | PR422102530
MSKTG 125 | tight strangling damper with gasket | o |  | 49.66 |  | PR422102540
MSKTG 140 | tight strangling damper with gasket |  |  | 50.79 |  | PR422102550
MSKTG 150 | tight strangling damper with gasket | o |  | 50.79 |  | PR422102560
MSKTG 160 | tight strangling damper with gasket | o |  | 53.65 |  | PR422102570
MSKTG 180 | tight strangling damper with gasket |  |  | 54.78 |  | PR422102580
MSKTG 200 | tight strangling damper with gasket | o |  | 58.72 |  | PR422102590
MSKTG 225 | tight strangling damper with gasket |  |  | 63.74 |  | PR422102600
MSKTG 250 | tight strangling damper with gasket | o |  | 69.7 |  | PR422102610
MSKTG 280 | tight strangling damper with gasket |  |  | 77.03 |  | PR422102620
MSKTG 315 | tight strangling damper with gasket | o |  | 78.67 |  | PR422102630
MSKTG 355 | tight strangling damper with gasket |  |  | 95.52 |  | PR422102640
MSKTG 400 | tight strangling damper with gasket |  |  | 128.38 |  | PR422102650
MSKTG 450 | tight strangling damper with gasket |  |  | 142.32 |  | PR422102660
MSKTG 500 | tight strangling damper with gasket |  |  | 145.51 |  | PR422102670
Back draft shutters
RSKW 100 | tight back draft shutter | o |  | 35.2 |  | WG300100010
RSKW 125 | tight back draft shutter | o |  | 42.2 |  | WG300100020
RSKW 160 | tight back draft shutter | o |  | 52.71 |  | WG300100030
JCA 300 | back draft shutter | o |  | 170.86 |  | PR340100020
JCA 435 | back draft shutter | o |  | 179.26 |  | PR340100030
JCA 560 | back draft shutter | o |  | 224.7 |  | PR340100040
JCA 630 | back draft shutter | o |  | 244.6 |  | PR340100050
JCA 710 | back draft shutter | o |  | 282.2 |  | PR340100060
JCA 905 | back draft shutter | o |  | 301.07 | 5136886800 | PR340100070
JCA 1100 | back draft shutter | o |  | 372.98 |  | PR340100010
JCA 1250 | back draft shutter |  |  | 1228.34 |  | PR340100080
JCA 300 BR | back draft shutter, fireproof |  |  | 298.39 |  | PR340101021
JCA 435 BR | back draft shutter, fireproof |  |  | 313.41 |  | PR340101031
JCA 560 BR | back draft shutter, fireproof |  |  | 392.74 |  | PR340101041
JCA 630 BR | back draft shutter, fireproof |  |  | 427.28 |  | PR340101051
JCA 710 BR | back draft shutter, fireproof |  |  | 493 |  | PR340101061
JCA 905 BR | back draft shutter, fireproof |  |  | 526.09 |  | PR340101071
JCA 1100 BR | back draft shutter, fireproof |  |  | 671.32 |  | PR340101011
JCA 1250 BR | back draft shutter, fireproof |  |  | 2170.97 |  | PR340101080
JCM 300 | back draft shutter with actautor support |  |  | 406.35 |  | PR350100020
JCM 435 | back draft shutter with actautor support |  |  | 437.52 |  | PR350100030
JCM 560 | back draft shutter with actautor support |  |  | 471.78 |  | PR350100040
JCM 630 | back draft shutter with actautor support |  |  | 514.17 |  | PR350100050
JCM 710 | back draft shutter with actautor support |  |  | 576.83 |  | PR350100060
JCM 905 | back draft shutter with actautor support |  |  | 688.4 |  | PR350100070
JCM 1100 | back draft shutter with actautor support |  |  | 724.45 |  | PR350100010
JCM 1250 | back draft shutter with actautor support |  |  | 1565.69 |  | PR350100080
MCA 160+250/100 | inside back draft shutter | o |  | 54.59 | 5418039300 | SP441102010
MCA 350/125 | inside back draft shutter | o |  | 63.04 | 5418040100 | SP441102020
MCA 500/150 | inside back draft shutter |  |  | 74.54 | 5418041900 | SP441102030
MCA 500/160 | inside back draft shutter | o |  | 74.54 | 5418042700 | SP441102040
MCA 800/200 | inside back draft shutter | o |  | 88.76 | 5418043500 | SP441102050
MCA 1000+1300/250 | inside back draft shutter |  |  | 131.94 | 5418044300 | SP441102060
MCA 2000/315 | inside back draft shutter |  |  | 166.26 | 5418045000 | SP441102070
MCA 250 S | inside back draft shutter |  |  | 52.71 | 5418062100 | SP441102110
MCA 350 S | inside back draft shutter |  |  | 60.93 | 5418062200 | SP441102120
MCA 500/150 S | inside back draft shutter |  |  | 72.05 | 5418062300 | SP441102130
MCA 500/160 S | inside back draft shutter |  |  | 72.05 | 5418062400 | SP441102140
MCA 800-1000 S | inside back draft shutter |  |  | 85.8 | 5418062500 | SP441102150
RKK 100 | plastic back draft shutter | o |  | 9.11 |  | UMAE820100010
RKK 125 | plastic back draft shutter | o |  | 11.22 |  | UMAE820100020
RKK 150 | plastic back draft shutter | o |  | 13.38 |  | UMAE820100030
RSK 100 | back draft shutter | o |  | 11.45 |  | PR550100010
RSK 125 | back draft shutter | o |  | 12.53 |  | PR550100020
RSK 140 | back draft shutter | o |  | 18.4 |  | PR550100025
RSK 150 | back draft shutter | o |  | 18.59 |  | PR550100030
RSK 160 | back draft shutter | o |  | 18.68 |  | PR550100040
RSK 180 | back draft shutter | o |  | 21.17 |  | PR550100050
RSK 200 | back draft shutter | o |  | 22.06 |  | PR550100060
RSK 250 | back draft shutter | o |  | 23.99 |  | PR550100070
RSK 280 | back draft shutter | o |  | 28.59 |  | PR550100075
RSK 315 | back draft shutter | o |  | 28.77 |  | PR550100080
RSK 355 | back draft shutter | o |  | 55.86 |  | PR550100090
RSK 400 | back draft shutter | o |  | 59.66 |  | PR550100100
RSK 450 | back draft shutter | o |  | 68.11 |  | PR550100110
RSK 500 | back draft shutter | o |  | 77.4 |  | PR550100120
RSKT 080 | inside tight back draft shutter | o |  | 16.71 |  | AL100100110
RSKT 100 | inside tight back draft shutter | o |  | 15.72 |  | AL100100120
RSKT 125 | inside tight back draft shutter | o |  | 16.48 |  | AL100100130
RSKT 150 | inside tight back draft shutter | o |  | 18.21 |  | AL100100140
RSKT 160 | inside tight back draft shutter | o |  | 19.67 |  | AL100100150
RSKT 200 | inside tight back draft shutter | o |  | 24.78 |  | AL100100160
RSKT 250 | inside tight back draft shutter | o |  | 37.27 |  | AL100100180
TSK 200 | back draft shutter |  |  | 200.05 |  | PR551100010
TSK 250 | back draft shutter |  |  | 211.6 |  | PR551100020
TSK 315 | back draft shutter | o |  | 222.58 |  | PR551100030
TSK 355 | back draft shutter | o |  | 228.69 |  | PR551100040
TSK 400 | back draft shutter | o |  | 249.39 |  | PR551100050
TSK 450 | back draft shutter | o |  | 260.18 |  | PR551100060
TSK 500 | back draft shutter | o |  | 286.7 |  | PR551100070
TSK 560 | back draft shutter | o |  | 316.88 |  | PR551100080
TSK 630 | back draft shutter for horizontal duct | o |  | 603.07 |  | PR551100090
TSK 710 | back draft shutter for horizontal duct |  |  | 674.13 |  | PR551100100
TSK 800 | back draft shutter for horizontal duct |  |  | 765.76 |  | PR551100110
TSK 900 | back draft shutter for horizontal duct |  |  | 1413.04 |  | PR551100120
TSK 1000 | back draft shutter for horizontal duct |  |  | 1650.04 |  | PR551100130
TSK 1120 | back draft shutter for horizontal duct |  |  | 1750.49 |  | PR551100135
TSK 1250 | back draft shutter for horizontal duct |  |  | 1782.64 |  | PR551100140
TSKM 200 ED | back draft shutter with actautor support |  |  | 282.99 |  | PR551101010
TSKM 250 ED | back draft shutter with actautor support |  |  | 297.83 |  | PR551101020
TSKM 315 ED | back draft shutter with actautor support |  |  | 343.64 |  | PR551101030
TSKM 355 ED | back draft shutter with actautor support |  |  | 372.27 |  | PR551101040
TSKM 400 ED | back draft shutter with actautor support |  |  | 401.98 |  | PR551101050
TSKM 450 ED | back draft shutter with actautor support |  |  | 433.06 |  | PR551101060
TSKM 500 ED | back draft shutter with actautor support |  |  | 465.35 |  | PR551101070
TSKM 560 ED | back draft shutter with actautor support |  |  | 502.39 |  | PR551101080
TSKM 630 ED | back draft shutter with actautor support |  |  | 636.63 |  | PR551101090
TSK 400 BR | back draft shutter, fireproof |  |  | 505.2 |  | PR551100550
TSK 450 BR | back draft shutter, fireproof |  |  | 534.77 |  | PR551100560
TSK 500 BR | back draft shutter, fireproof |  |  | on request
TSK 560 BR | back draft shutter, fireproof |  |  | on request
TSK 630 BR | back draft shutter, fireproof |  |  | 722.62 |  | PR551100590
TSK 710 BR | back draft shutter, fireproof |  |  | 993.88 |  | PR551100600
TSK 800 BR | back draft shutter, fireproof |  |  | 1118.64 |  | PR551100610
TSK 900 BR | back draft shutter, fireproof |  |  | 2087.98 |  | PR551100620
TSK 1000 BR | back draft shutter, fireproof |  |  | 2352.67 |  | PR551100630
TSK 1120 BR | back draft shutter, fireproof |  |  | 2418.85 |  | PR551100635
TSK 1250 BR | back draft shutter, fireproof |  |  | 2491.09 |  | PR551100640
TSK-V 560 BR | back draft shutter for horizontal duct, fireproof |  |  | 934.88 |  | PR551101580
TSK-V 630 BR | back draft shutter for horizontal duct, fireproof |  |  | 1027.35 |  | PR551101590
TSK-V 710 BR | back draft shutter for horizontal duct, fireproof |  |  | 1240.87 |  | PR551101600
TSK-V 800 BR | back draft shutter for horizontal duct, fireproof |  |  | 1672.33 |  | PR551101610
TSK-V 900 BR | back draft shutter for horizontal duct, fireproof |  |  | 2225.93 |  | PR551101620
TSK-V 1000 BR | back draft shutter for horizontal duct, fireproof |  |  | 2487.57 |  | PR551101630
TSK-V 1120 BR | back draft shutter for horizontal duct, fireproof |  |  | 2894.57 |  | PR551101635
TSK-V 1250 BR | back draft shutter for horizontal duct, fireproof |  |  | 3071.67 |  | PR551101640
Electric blinds shutters
PAR 160 W | electric blinds shutter | o |  | 452.26 |  | SP470100010
PAR 200 W | electric blinds shutter | o |  | 468.97 |  | SP470100020
PAR 250 W | electric blinds shutter | o |  | 483.09 |  | SP470100030
PAR 315 W | electric blinds shutter | o |  | 499.94 |  | SP470100035
PAR 355 W | electric blinds shutter | o |  | 530.88 |  | SP470100040
PAR 400 W | electric blinds shutter | o |  | 561.76 |  | SP470100050
PAR 450 W | electric blinds shutter | o |  | 595.47 |  | SP470100060
PAR 500 W | electric blinds shutter | o |  | 657.24 |  | SP470100070
PAR 560 W | electric blinds shutter | o |  | 814.43 |  | SP470100080
PAR 630 W | electric blinds shutter | o |  | 882.45 |  | SP470100090
PAR 710 W | electric blinds shutter | o |  | 1177.6 |  | SP470100100
PAR 800 W | electric blinds shutter |  |  | 1206.56 |  | SP470100110
PAR-E 160 | electric blinds shutter |  |  | 440.29 |  | SP471100010
PAR-E 200 | electric blinds shutter |  |  | 456.76 |  | SP471100020
PAR-E 250 | electric blinds shutter |  |  | 470.28 |  | SP471100030
PAR-E 315 | electric blinds shutter |  |  | 486 |  | SP471100040
PAR-E 355 | electric blinds shutter |  |  | 516.94 |  | SP471100050
PAR-E 400 | electric blinds shutter |  |  | 547.02 |  | SP471100060
PAR-E 450 | electric blinds shutter |  |  | 579.83 |  | SP471100070
PAR-E 500 | electric blinds shutter |  |  | 639.87 |  | SP471100080
PAR-E 560 | electric blinds shutter |  |  | 783.46 |  | SP471100090
PAR-E 630 | electric blinds shutter |  |  | 851.47 |  | SP471100100
PAR-E 710 | electric blinds shutter |  |  | 1165.35 |  | SP471100110
PAR-E 800 | electric blinds shutter |  |  | 1171.5 |  | SP471100120
Metal louvre back draft shutters
PER INOX 100 | inox louvre back draft shutter |  |  | 29.01 |  | AL100101010
PER INOX 125 | inox louvre back draft shutter |  |  | 33.94 |  | AL100101020
PER INOX 150 | inox louvre back draft shutter |  |  | 43.56 |  | AL100101030
TRK 160 | louvre back draft shutter do 7 m/s | o |  | 62.01 |  | PR570100020
TRK 200 | louvre back draft shutter do 7 m/s | o |  | 75.85 |  | PR570100030
TRK 250 | louvre back draft shutter do 7 m/s | o |  | 86.74 |  | PR570100040
TRK 315 | louvre back draft shutter do 7 m/s | o |  | 101.29 |  | PR570100050
TRpcs. 355 | louvre back draft shutter | o |  | 131.62 |  | PR570101060
TRpcs. 400 | louvre back draft shutter | o |  | 144.1 |  | PR570101070
TRpcs. 450 | louvre back draft shutter | o |  | 151.33 |  | PR570101080
TRpcs. 500 | louvre back draft shutter | o |  | 158.61 |  | PR570101090
TRpcs. 560 | louvre back draft shutter | o |  | 219.06 |  | PR570101100
TRpcs. 630 | louvre back draft shutter | o |  | 281.73 |  | PR570101110
TRpcs. 710 | louvre back draft shutter | o |  | 336.5 |  | PR570101120
TRpcs. 800 | louvre back draft shutter | o |  | 387.95 |  | PR570101130
TRpcs. 1000 | louvre back draft shutter |  |  | 736.47 |  | PR570101010
IRK 200/40-20 | louvre back draft shutter do 7 m/s | o |  | 80.83 |  | PR280100030
IRK 225/50-25 | louvre back draft shutter do 7 m/s |  |  | 94.86 |  | PR280100040
IRK 250/50-30 | louvre back draft shutter do 7 m/s |  |  | 99.37 |  | PR280100050
IRpcs. 285/60-30 | louvre back draft shutter |  |  | 169.97 |  | PR280101040
IRpcs. 315/60-35 | louvre back draft shutter |  |  | 184 |  | PR280101050
IRpcs. 355/70-40 | louvre back draft shutter |  |  | 209.77 |  | PR280101060
IRpcs. 400/80-50 | louvre back draft shutter | o |  | 238.54 |  | PR280101070
IRpcs. 450/100-50 | louvre back draft shutter |  |  | 377.86 |  | PR280101080
Plastic louvre back draft shutters
VK 100 ED N | louvre back draft shutter |  |  | 6.81 |  | AS124102010
VK 125 ED N | louvre back draft shutter |  |  | 8.17 |  | AS124102020
VK 150 ED N | louvre back draft shutter |  |  | 12.16 |  | AS124102030
PER 100 W | louvre back draft shutter white | o |  | 18.4 |  | SP475100020
PER 100 BR | louvre back draft shutter brown | o |  | 19.43 |  | SP475100010
PER 125 W | louvre back draft shutter white | o |  | 19.62 |  | SP475100040
PER 125 BR | louvre back draft shutter brown | o |  | 20.89 |  | SP475100030
PER 160 W | louvre back draft shutter white | o |  | 51.49 |  | SP475100050
PER 200 W | louvre back draft shutter white | o |  | 58.3 |  | SP475100060
PER 250 W | louvre back draft shutter white | o |  | 62.8 |  | SP475100070
PER 315 W | louvre back draft shutter white | o |  | 67.54 |  | SP475100075
PER 355 W | louvre back draft shutter white | o |  | 77.03 |  | SP475100080
PER 400 W | louvre back draft shutter white | o |  | 81.67 |  | SP475100090
PER 450 W | louvre back draft shutter white | o |  | 111.1 |  | SP475100100
PER 500 W | louvre back draft shutter white | o |  | 141.29 |  | SP475100110
PER 560 W | louvre back draft shutter white | o |  | 192.07 |  | SP475100120
PER 630 W | louvre back draft shutter white | o |  | 201.88 |  | SP475100130
PER 710 W | louvre back draft shutter white | o |  | 344.53 |  | SP475100140
PER 800 W | louvre back draft shutter white | o |  | 399.68 |  | SP475100150
PER 900 W | louvre back draft shutter white | o |  | 474.5 |  | SP475100155
PER 1000 W | louvre back draft shutter white | o |  | 600.68 |  | SP475100160
PMR 160 W | louvre back draft shutter |  |  | 99.56 |  | SP480100010
PMR 200 W | louvre back draft shutter | o |  | 105.52 |  | SP480100020
PMR 250 W | louvre back draft shutter | o |  | 117.58 |  | SP480100030
PMR 315 W | louvre back draft shutter |  |  | 134.1 |  | SP480100035
PMR 355 W | louvre back draft shutter | o |  | 153.49 |  | SP480100040
PMR 400 W | louvre back draft shutter | o |  | 172.73 |  | SP480100050
PMR 450 W | louvre back draft shutter |  |  | 219.39 |  | SP480100060
PMR 500 W | louvre back draft shutter |  |  | 247.09 |  | SP480100070
PMR 560 W | louvre back draft shutter |  |  | 367.01 |  | SP480100080
PMR 630 W | louvre back draft shutter |  |  | 438.97 |  | SP480100090
PMR 710 W | louvre back draft shutter |  |  | 564.81 |  | SP480100100
PMR 800 W | louvre back draft shutter |  |  | 713.66 |  | SP480100110
WSK 20 Ex | louvre back draft shutter | o |  | 297.87 |  | KW820100005
WSK 25 Ex | louvre back draft shutter |  |  | 301.53 |  | KW820100008
WSK 30 Ex | louvre back draft shutter | o |  | 305.67 |  | KW820100010
WSK 35 Ex | louvre back draft shutter | o |  | 318.76 |  | KW820100020
WSK 40 Ex | louvre back draft shutter | o |  | 368.75 |  | KW820100030
WSK 45 Ex | louvre back draft shutter | o |  | 450.1 |  | KW820100040
WSK 50 Ex | louvre back draft shutter | o |  | 578.14 |  | KW820100050
WSK 55 Ex | louvre back draft shutter | o |  | 740.69 |  | KW820100060
WSK 65 Ex | louvre back draft shutter | o |  | 781.3 |  | KW820100070
WSK 71 Ex | louvre back draft shutter |  |  | 1500.12 |  | KW820100080
WSK 80 Ex | louvre back draft shutter |  |  | 1765.74 |  | KW820100090
WSK 90 Ex | louvre back draft shutter |  |  | 2303.05 |  | KW820100100
WSK 100 Ex | louvre back draft shutter | o |  | 2900.25 |  | KW820100110
IVK 200/40-20 | louvre back draft shutter |  |  | 267.08 |  | SP420100010
IVK 225/50-25 | louvre back draft shutter |  |  | 325.14 |  | SP420100020
IVK 250/50-30 | louvre back draft shutter |  |  | 348.14 |  | SP420100030
IVK 285/60-30 | louvre back draft shutter |  |  | 373.21 |  | SP420100040
IVK 315/60-35 | louvre back draft shutter |  |  | 397.34 |  | SP420100050
IVK 355/70-40 | louvre back draft shutter |  |  | 490.09 |  | SP420100060
IVK 400/80-50 | louvre back draft shutter |  |  | 532.61 |  | SP420100070
IVK 450/100-50 | louvre back draft shutter |  |  | 678.88 |  | SP420100080
Supports
PIE 200 | assembly kit, 2 pcs. |  |  | 68.16 |  | PR510100005
PIE 250 | assembly kit, 2 pcs. | o |  | 69.23 |  | PR510100010
PIE 315 | assembly kit, 2 pcs. | o |  | 72.47 |  | PR510100020
PIE 355 | assembly kit, 2 pcs. | o |  | 85.15 |  | PR510100030
PIE 400 | assembly kit, 2 pcs. | o |  | 89.79 | 5138902900 | PR510100040
PIE 450 | assembly kit, 2 pcs. | o |  | 106.79 | 5138880900 | PR510100050
PIE 500 | assembly kit, 2 pcs. | o |  | 116.46 | 5138804900 | PR510100060
PIE 560 | assembly kit, 2 pcs. | o |  | 180.48 | 5138879100 | PR510100070
PIE 630 | assembly kit, 2 pcs. | o |  | 195.08 | 5138877500 | PR510100080
PIE 710 | assembly kit, 2 pcs. | o |  | 212.07 | 5120704100 | PR510100090
PIE 800 | assembly kit, 2 pcs. | o |  | 333.45 | 5138878300 | PR510100100
PIE 900 | assembly kit, 2 pcs. | o |  | 488.21 | 5120703300 | PR510100110
PIE 1000 | assembly kit, 2 pcs. | o |  | 514.54 | 5138806400 | PR510100120
PIE 1250 | assembly kit, 2 pcs. | o |  | 546.7 | 5138807200 | PR510100130
JMS 300 | assembly frame |  |  | 194.28 |  | PR380100020
JMS 435 | assembly frame |  |  | 207.38 |  | PR380100030
JMS 560 | assembly frame |  |  | 231.46 |  | PR380100040
JMS 630 | assembly frame |  |  | 249.29 |  | PR380100050
JMS 710 | assembly frame |  |  | 305.76 |  | PR380100060
JMS 905 | assembly frame |  |  | 366.92 |  | PR380100070
JMS 1100 | assembly frame |  |  | 390.72 |  | PR380100010
JMS 1250 | assembly frame |  |  | 474.97 |  | PR380100080
JKR 300 | hinged frame |  |  | 198.27 |  | PR371100010
JKR 435 | hinged frame |  |  | 249.71 |  | PR371100020
JKR 560 | hinged frame |  |  | 306.89 |  | PR371100030
JKR 630 | hinged frame |  |  | 337.3 |  | PR371100040
Protection grilles
IDF 200 | protection grille for rectangular duct |  |  | 44.97 |  | PR260100110
IDF 225 | protection grille for rectangular duct |  |  | 45.58 |  | PR260100120
IDF 250 | protection grille for rectangular duct |  |  | 48.96 |  | PR260100130
IDF 285 | protection grille for rectangular duct |  |  | 55.25 |  | PR260100140
IDF 315 | protection grille for rectangular duct |  |  | 64.92 |  | PR260100150
IDF 355 | protection grille for rectangular duct |  |  | 85.85 |  | PR260100160
IDF 400 | protection grille for rectangular duct |  |  | 99.98 |  | PR260100170
IDF 450 | protection grille for rectangular duct |  |  | 123.31 |  | PR260100180
DEF-T 200 | protection grille | o |  | 23.23 |  | PR160100010
DEF-T 250 | protection grille | o |  | 26.43 |  | PR160100020
DEF-T 315 | protection grille | o |  | 27.83 |  | PR160100030
DEF-T 355 | protection grille | o |  | 31.73 |  | PR160100040
DEF-T 400 | protection grille | o |  | 34.92 |  | PR160100050
DEF-T 450 | protection grille | o |  | 38.63 |  | PR160100060
DEF-T 500 | protection grille | o |  | 44.87 |  | PR160100070
DEF-T 560 | protection grille | o |  | 51.02 |  | PR160100080
DEF-T 630 | protection grille | o |  | 61.16 |  | PR160100090
DEF-T 710 | protection grille | o |  | 87.87 |  | PR160100100
DEF-T 800 | protection grille |  |  | 110.17 |  | PR160100110
DEF-T 900 | protection grille |  |  | 154.33 |  | PR160100120
DEF-T 1000 | protection grille |  |  | 210.99 |  | PR160100130
DEF-T 1250 | protection grille |  |  | 341.86 |  | PR160100140
DEF 200 A8 | protection grille | o |  | 29.34 |  | PR161100060
DEF 250 A8 | protection grille |  |  | 56.42 | 5138009700 | SP466100020
DEF 315 A8 | protection grille |  |  | 62.48 | 5138006600 | SP466100030
DEF 355 A8 | protection grille |  |  | 65.86 | 5138006500 | SP466100040
DEF 400 A8 | protection grille | o |  | 91.06 | 5138839700 | SP466100050
DEF 450 A8 | protection grille | o |  | 102.19 | 5138839600 | SP466100060
DEF 500 A8 | protection grille | o |  | 114.81 | 5138831200 | SP466100070
DEF 560 A8 | protection grille | o |  | 130.11 | 5138836100 | SP466100080
DEF 630 A8 | protection grille | o |  | 138.61 | 5138832000 | SP466100090
DEF 710 A8 | protection grille | o |  | 197.71 | 5138832100 | SP466100100
DEF 800 A8 | protection grille | o |  | 222.44 | 5138833800 | SP466100110
DEF 900 A8 | protection grille | o |  | 241.92 | 5138838700 | SP466100120
DEF 1000 A8 | protection grille |  |  | 325.33 | 5138834600 | SP466100130
DEF 1120 A8 | protection grille |  |  | 362.74 |  | SP466100135
DEF 1250 A8 | protection grille |  |  | 423.34 | 5138835300 | SP466100140
DEF 1400 A8 | protection grille |  |  | 668.27 |  | SP466100150
DEF 1600 A8 | protection grille |  |  | 769.89 |  | SP466100160
DEF 500 D | protection grille |  |  | 398.79 | 5138824700 | SP466101070
DEF 560 D | protection grille |  |  | 434 | 5120642300 | SP466101080
DEF 630 D | protection grille |  |  | 452.68 |  | SP466101090
DEF 710 D | protection grille |  |  | 536.56 | 5138830400 | SP466101100
DEF 800 D | protection grille |  |  | 622.74 | 5138826200 | SP466101110
DEF 900 D | protection grille |  |  | 754.02 | 5138837900 | SP466101120
DEF 1000 D | protection grille |  |  | 792.19 | 5138827000 | SP466101130
DEF 1250 D | protection grille |  |  | 1006.32 | 5138828800 | SP466101140
SG 100 | protection grille | o |  | 18.49 | 5145800800 | SP467100010
SG 125 | protection grille | o |  | 20.37 | 5145801600 | SP467100020
SG 160 | protection grille | o |  | 23.05 | 5145802400 | SP467100030
SG 200 | protection grille | o |  | 25.91 | 5145803200 | SP467100040
SG 250 | protection grille | o |  | 33.04 | 5145804000 | SP467100050
SG 315 | protection grille | o |  | 38.35 | 5145805700 | SP467100060
SG 355 | protection grille | o |  | 54.31 | 5145807300 | SP467100070
SG 400 | protection grille | o |  | 64.78 | 5145808100 | SP467100080
SG 450 | protection grille |  |  | 71.07 |  | LK800100090
SG 500 | protection grille |  |  | 88.62 |  | LK800100095
SG 630 | protection grille |  |  | 197.14 |  | LK800100096
MRJ 160+250/100 | protection grille with nozzle | o |  | 32.76 | 5418009600 | SP441103010
MRJ 250-350 S | protection grille with nozzle |  |  | 34.27 | 5418061100 | SP441103120
MRJ 350/125 | protection grille with nozzle | o |  | 35.39 | 5418013800 | SP441103020
MRJ 500/150 | protection grille with nozzle | o |  | 38.21 | 5418011200 | SP441103030
MRJ 500/160 | protection grille with nozzle | o |  | 38.21 | 5418012000 | SP441103040
MRJ 500/160 S | protection grille with nozzle |  |  | 36.94 | 5418062600 | SP441103140
MRJ 800/200 | protection grille with nozzle | o |  | 43 | 5418010400 | SP441103050
MRJ 800-1000 S | protection grille with nozzle |  |  | 41.49 | 5418061200 | SP441103150
MRJ 1000+1300/250 | protection grille with nozzle | o |  | 57.41 | 5418014600 | SP441103060
MRJ 2000/315 | protection grille with nozzle | o |  | 74.54 | 5418015300 | SP441103070
MRJ 4000/355 | protection grille with nozzle |  |  | 132.23 | 5418007000 | SP441103080
MRJ 6000/400 | protection grille with nozzle |  |  | 178.6 | 5418016100 | SP441103090
Bends for heat exchangers
IFS45 200 | bend 45° left or right |  |  | 48.53 |  | PR220102010
IFS45 225 | bend 45° left or right |  |  | 57.45 |  | PR220102020
IFS45 250 | bend 45° left or right |  |  | 61.87 |  | PR220102030
IFS45 285 | bend 45° left or right |  |  | 70.64 |  | PR220102040
IFS45 315 | bend 45° left or right |  |  | 72.33 |  | PR220102050
IFS45 355 | bend 45° left or right |  |  | 79.42 |  | PR220102060
IFS45 400 | bend 45° left or right |  |  | 88.24 |  | PR220102070
IFS45 450 | bend 45° left or right |  |  | 114.72 |  | PR220102080
IFS90 200 | bend 90° up or down |  |  | on request |  | PR220102510
IFS90 225 | bend 90° up or down |  |  | 61.87 |  | PR220102520
IFS90 250 | bend 90° up or down |  |  | 72.33 |  | PR220102530
IFS90 285 | bend 90° up or down |  |  | 77.68 |  | PR220102540
IFS90 315 | bend 90° up or down |  |  | 79.42 |  | PR220102550
IFS90 355 | bend 90° up or down |  |  | 88.24 |  | PR220102560
IFS90 400 | bend 90° up or down |  |  | 105.85 |  | PR220102570
IFS90 450 | bend 90° up or down |  |  | on request |  | PR220102580
Electric heaters
IBE 200/6 T | electric heater for rectangular duct |  |  | 618.58 |  | TK500100010
IBE 200/9 T | electric heater for rectangular duct |  |  | 813.44 |  | TK500100012
IBE 225/11,1 T | electric heater for rectangular duct |  |  | 944.58 |  | TK500100020
IBE 225/16,5 T | electric heater for rectangular duct |  |  | 1155.57 |  | TK500100022
IBE 250/11,1 T | electric heater for rectangular duct |  |  | 977.85 |  | TK500100030
IBE 250/16,5 T | electric heater for rectangular duct |  |  | 1181.86 |  | TK500100032
IBE 285/16,5 T | electric heater for rectangular duct |  |  | 1241.7 |  | TK500100040
IBE 285/20 T | electric heater for rectangular duct |  |  | 1328.08 |  | TK500100042
IBE 285/22,2 T | electric heater for rectangular duct |  |  | 1433.36 |  | TK500100044
IBE 315/15 T | electric heater for rectangular duct |  |  | 1179.37 |  | TK500100050
IBE 315/22,5 T | electric heater for rectangular duct |  |  | 1422.97 |  | TK500100052
IBE 315/30 T | electric heater for rectangular duct |  |  | 1664.03 |  | TK500100054
IBE 355/15 T | electric heater for rectangular duct |  |  | 1346.41 |  | TK500100060
IBE 355/22,5 T | electric heater for rectangular duct |  |  | 1604.19 |  | TK500100062
IBE 355/30 T | electric heater for rectangular duct |  |  | 1849.99 |  | TK500100064
IBE 400/16,6 T | electric heater for rectangular duct |  |  | 1339.95 |  | TK500100070
IBE 400/33,2 T | electric heater for rectangular duct |  |  | 1852.77 |  | TK500100072
IBE 400/50 T | electric heater for rectangular duct |  |  | 2341.88 |  | TK500100074
IBE 450/50 T | electric heater for rectangular duct |  |  | 2234.35 |  | TK500100080
IBE 450/58,2 T | electric heater for rectangular duct |  |  | 2701.54 |  | TK500100082
IBE 450/66,6 T | electric heater for rectangular duct |  |  | 3667.04 |  | TK500100084
MBE 100/0,4 | electric heater | o |  | 244.03 |  | TK510100010
MBE 100/0,8 | electric heater | o |  | 273.29 |  | TK510100014
MBE 125/0,4 | electric heater | o |  | 275.97 |  | TK510100020
MBE 125/0,8 | electric heater | o |  | 305.12 |  | TK510100022
MBE 125/1,2 | electric heater | o |  | 334.33 |  | TK510100024
MBE 160/0,7 | electric heater | o |  | 297.22 |  | TK510100030
MBE 160/1,4 | electric heater | o |  | 332.94 |  | TK510100032
MBE 160/2,1 | electric heater | o |  | 368.85 |  | TK510100034
MBE 200/2 | electric heater | o |  | 356.93 |  | TK510100040
MBE 200/3 | electric heater | o |  | 396.71 |  | TK510100042
MBE 200/4 | electric heater | o |  | 432.57 |  | TK510100044
MBE 200/5 | electric heater | o |  | 455.17 |  | TK510100046
MBE 200/6 | electric heater | o |  | 477.63 |  | TK510100048
MBE 200/9 | electric heater | o |  | 549.68 |  | TK510100049
MBE 250/1,4 | electric heater |  |  | 354.25 |  | TK510100051
MBE 250/2 | electric heater | o |  | 390.11 |  | TK510100050
MBE 250/3 | electric heater | o |  | 425.92 |  | TK510100052
MBE 250/4 | electric heater |  |  | 448.52 |  | TK510100054
MBE 250/5 | electric heater | o |  | 471.12 |  | TK510100056
MBE 250/6 | electric heater | o |  | 493.52 |  | TK510100058
MBE 250/9 | electric heater | o |  | 595.02 |  | TK510100059
MBE 315/3 | electric heater | o |  | 456.46 |  | TK510100060
MBE 315/6 | electric heater | o |  | 509.42 |  | TK510100062
MBE 315/9 | electric heater | o |  | 562.66 |  | TK510100064
MBE 315/12 | electric heater | o |  | 668.32 |  | TK510100066
MBE 315/15 | electric heater |  |  | 739.76 |  | TK510100068
MBE 355/6 | electric heater |  |  | 541.45 |  | TK510100070
MBE 355/9 | electric heater |  |  | 621.02 |  | TK510100072
MBE 355/12 | electric heater |  |  | 652.91 |  | TK510100074
MBE 355/15 | electric heater |  |  | 730.28 |  | TK510100076
MBE 355/18 | electric heater |  |  | 818.9 |  | TK510100078
MBE 400/6 | electric heater |  |  | 573.29 |  | TK510100080
MBE 400/9 | electric heater |  |  | 652.91 |  | TK510100082
MBE 400/12 | electric heater |  |  | 684.79 |  | TK510100084
MBE 400/15 | electric heater |  |  | 762.11 |  | TK510100086
MBE 400/18 | electric heater |  |  | 850.64 |  | TK510100088
MBE 450/15 | electric heater |  |  | 786.05 |  | TK510100100
MBE 500/6 | electric heater |  |  | 587.41 |  | TK510100090
MBE 500/9 | electric heater |  |  | 684.79 |  | TK510100092
MBE 500/12 | electric heater |  |  | 716.54 |  | TK510100094
MBE 500/15 | electric heater |  |  | 794 |  | TK510100096
MBE 500/18 | electric heater |  |  | 882.57 |  | TK510100098
MBE 100/0,4 R2 | electric heater with controller | o |  | 503.38 |  | TK510300010
MBE 100/0,8 R2 | electric heater with controller | o |  | 547.62 |  | TK510300020
MBE 125/0,4 R2 | electric heater with controller | o |  | 533.88 |  | TK510300030
MBE 125/0,8 R2 | electric heater with controller | o |  | 562.51 |  | TK510300040
MBE 125/1,2 R2 | electric heater with controller | o |  | 608.67 |  | TK510300050
MBE 160/0,7 R2 | electric heater with controller | o |  | 571.47 |  | TK510300060
MBE 160/1,4 R2 | electric heater with controller | o |  | 589.66 |  | TK510300070
MBE 160/2,1 R2 | electric heater with controller | o |  | 643.28 |  | TK510300080
MBE 200/2 R2 | electric heater with controller | o |  | 635.1 |  | TK510300090
MBE 200/3 R2 | electric heater with controller | o |  | 671 |  | TK510300100
MBE 200/4 R2 | electric heater with controller | o |  | 706.82 |  | TK510300110
MBE 200/5 R2 | electric heater with controller | o |  | 744.97 |  | TK510300120
MBE 200/6 R2 | electric heater with controller | o |  | 782.13 |  | TK510300130
MBE 200/9 R2 | electric heater with controller | o |  | 1017.25 |  | TK510300140
MBE 250/1 R2 | electric heater with controller |  |  | 602.11 |  | TK510300151
MBE 250/2 R2 | electric heater with controller | o |  | 664.3 |  | TK510300150
MBE 250/3 R2 | electric heater with controller | o |  | 700.26 |  | TK510300160
MBE 250/4 R2 | electric heater with controller | o |  | 722.9 |  | TK510300170
MBE 250/5 R2 | electric heater with controller | o |  | 760.73 |  | TK510300180
MBE 250/6 R2 | electric heater with controller | o |  | 783.37 |  | TK510300190
MBE 250/9 R2 | electric heater with controller | o |  | 1011.75 |  | TK510300200
MBE 315/3 R2 | electric heater with controller | o |  | 730.85 |  | TK510300210
MBE 315/6 R2 | electric heater with controller | o |  | 799.22 |  | TK510300220
MBE 315/9 R2 | electric heater with controller | o |  | 958.6 |  | TK510300230
MBE 315/12 R2 | electric heater with controller | o |  | 1091.9 |  | TK510300240
MBE 315/15 R2 | electric heater with controller |  |  | 1204.69 |  | TK510300250
MBE 355/6 R2 | electric heater with controller |  |  | 831.2 |  | TK510300260
MBE 355/9 R2 | electric heater with controller | o |  | 1045.79 |  | TK510300270
MBE 355/12 R2 | electric heater with controller |  |  | 1077.63 |  | TK510300280
MBE 355/15 R2 | electric heater with controller |  |  | 1151.69 |  | TK510300290
MBE 355/18 R2 | electric heater with controller |  |  | 1210.11 |  | TK510300300
MBE 400/4,5 R2 | electric heater with controller |  |  | 950.61 |  | TK510300285
MBE 400/6 R2 | electric heater with controller |  |  | 862.99 |  | TK510300310
MBE 400/9 R2 | electric heater with controller |  |  | 1077.63 |  | TK510300320
MBE 400/12 R2 | electric heater with controller |  |  | 1109.51 |  | TK510300330
MBE 400/15 R2 | electric heater with controller |  |  | 1213.89 |  | TK510300340
MBE 400/18 R2 | electric heater with controller |  |  | 1331.24 |  | TK510300350
MBE 450/15 R2 | electric heater with controller |  |  | 1228.39 |  | TK510300410
MBE 500/3 R2 | electric heater with controller |  |  | 984.79 |  | TK510300335
MBE 500/6 R2 | electric heater with controller |  |  | 894.93 |  | TK510300360
MBE 500/9 R2 | electric heater with controller |  |  | 1109.51 |  | TK510300370
MBE 500/12 R2 | electric heater with controller |  |  | 1141.26 |  | TK510300380
MBE 500/15 R2 | electric heater with controller |  |  | 1241.32 |  | TK510300390
MBE 500/18 R2 | electric heater with controller |  |  | 1352.97 |  | TK510300400
Water coils
IBW 200-2 | water coil for rectangular duct | o |  | 373.96 | 5132838400 | PR207100010
IBW 200-4 | water coil for rectangular duct | o |  | 426.77 | 5132838500 | PR207100020
IBW 225-2 | water coil for rectangular duct | o |  | 390.58 | 5132838600 | PR207100030
IBW 225-4 | water coil for rectangular duct | o |  | 467.32 | 5132838700 | PR207100040
IBW 250-2 | water coil for rectangular duct | o |  | 417.8 | 5132838800 | PR207100050
IBW 250-4 | water coil for rectangular duct | o |  | 509.29 | 5132838900 | PR207100060
IBW 285-2 | water coil for rectangular duct | o |  | 449.53 | 5132839000 | PR207100070
IBW 285-4 | water coil for rectangular duct | o |  | 551.44 | 5132839100 | PR207100080
IBW 315-2 | water coil for rectangular duct | o |  | 442.54 | 5132839200 | PR207100090
IBW 315-4 | water coil for rectangular duct | o |  | 614.05 |  | PR207100100
IBW 355-2 | water coil for rectangular duct | o |  | 568.48 |  | PR207100110
IBW 355-3 | water coil for rectangular duct | o |  | 714.97 | 5132839500 | PR207100120
IBW 400-2 | water coil for rectangular duct | o |  | 736.56 | 5132839600 | PR207100130
IBW 400-4 | water coil for rectangular duct | o |  | 904.93 | 5132839700 | PR207100140
IBW 450-2 | water coil for rectangular duct | o |  | 854.94 | 5132839800 | PR207100150
IBW 450-4 | water coil for rectangular duct | o |  | 942.53 |  | PR207100160
MBW 100 | water coil | o |  | 398.32 | 5132864000 | SP455100010
MBW 125 | water coil | o |  | 434.7 | 5132864100 | SP455100020
MBW 160 | water coil | o |  | 471.45 | 5132864200 | SP455100030
MBW 200 | water coil | o |  | 484.5 | 5132864300 | SP455100040
MBW 250 | water coil | o |  | 620.67 | 5132864400 | SP455100050
MBW 315 | water coil | o |  | 629.54 | 5132864500 | SP455100060
MBW 355 | water coil | o |  | 669.86 | 5132864600 | SP455100070
MBW 400 | water coil | o |  | 674.7 | 5132864700 | SP455100080
MBW 450 | water coil | o |  | 1176.47 | 5132864900 | SP455100085
MBW 500 | water coil | o |  | 1176.47 | 5132864800 | SP455100090
TRW 3/4'' | temperature controller for MBW |  |  | 354.95 |  | ED206100020
TRW 3/8'' | temperature controller for MBW |  |  | 354.95 |  | ED206100010
Plinths
DOS 245 Metal G | insulated assembly plinth galvanized |  |  | 247.04 |  | CH200100010
DOS 330 Metal G | insulated assembly plinth galvanized |  |  | 300.46 |  | CH200100020
DOS 450 Metal G | insulated assembly plinth galvanized |  |  | 374.1 |  | CH200100030
DOS 535 Metal G | insulated assembly plinth galvanized |  |  | 394.94 |  | CH200100040
DOS 590 Metal G | insulated assembly plinth galvanized |  |  | 448.03 |  | CH200100050
DOS 750 Metal G | insulated assembly plinth galvanized |  |  | 510.69 |  | CH200100060
JBS 300 300 mm | assembly plinth, length 300 mm | o |  | 266.28 | 5136810800 | PR330100010
JBS 435 300 mm | assembly plinth, length 300 mm | o |  | 382.36 |  | PR330100020
JBS 560 300 mm | assembly plinth, length 300 mm | o |  | 459.62 |  | PR330100030
JBS 630 300 mm | assembly plinth, length 300 mm | o |  | 555.61 |  | PR330100040
JBS 710 300 mm | assembly plinth, length 300 mm |  |  | 629.21 |  | PR330100050
JBS 905 300 mm | assembly plinth, length 300 mm |  |  | 799.41 |  | PR330100060
JBS 1100 300 mm | assembly plinth, length 300 mm |  |  | 923.85 |  | PR330100070
JBS 1250 300 mm | assembly plinth, length 300 mm |  |  | 1363.81 |  | PR330100080
JBS 300 500 mm | assembly plinth, length 500 mm | o |  | 307.73 |  | PR330100210
JBS 435 500 mm | assembly plinth, length 500 mm | o |  | 485.11 |  | PR330100220
JBS 560 500 mm | assembly plinth, length 500 mm | o |  | 559.56 |  | PR330100230
JBS 630 500 mm | assembly plinth, length 500 mm | o |  | 653.2 |  | PR330100240
JBS 710 500 mm | assembly plinth, length 500 mm | o |  | 696.9 |  | PR330100250
JBS 905 500 mm | assembly plinth, length 500 mm | o |  | 914.18 | 5136815700 | PR330100260
JBS 1100 500 mm | assembly plinth, length 500 mm | o |  | 1029.09 |  | PR330100270
JBS 1250 500 mm | assembly plinth, length 500 mm |  |  | 1470.59 |  | PR330100280
JBS 300 BR | assembly plinth, fireproof |  |  | 471.97 |  | PR330200010
JBS 435 BR | assembly plinth, fireproof |  |  | 668.17 |  | PR330200020
JBS 560 BR | assembly plinth, fireproof |  |  | 803.26 |  | PR330200030
JBS 630 BR | assembly plinth, fireproof |  |  | 1272.23 |  | PR330204140
JBS 710 BR | assembly plinth, fireproof |  |  | 1099.63 |  | PR330200050
JBS 905 BR | assembly plinth, fireproof |  |  | 1397.09 |  | PR330200060
JBS 1100 BR | assembly plinth, fireproof |  |  | 1662.9 |  | PR330200070
JBS-V 800 BR | assembly plinth for fans HGHT, HGTT, CTVT-HP |  |  | 1239.98 |  | PR330200210
JBS-V 900 BR | assembly plinth for fans HGHT, HGTT, CTVT-HP |  |  | 1332.78 |  | PR330200220
JBS-V 1000 BR | assembly plinth for fans HGHT, HGTT, CTVT-HP |  |  | 1345.12 |  | PR330200230
JBS-V 1250 BR | assembly plinth for fans HGHT, HGTT, CTVT-HP |  |  | 1485.61 |  | PR330200240
JBS 300 úhel 20° | angled assembly plinth, angle 20° |  |  | 303.83 |  | PR330101140
JBS 435 úhel 20° | angled assembly plinth, angle 20° |  |  | 429.96 |  | PR330102140
JBS 560 úhel 20° | angled assembly plinth, angle 20° |  |  | 517.03 |  | PR330103140
JBS 630 úhel 20° | angled assembly plinth, angle 20° |  |  | 624.9 |  | PR330104140
JBS 710 úhel 20° | angled assembly plinth, angle 20° |  |  | 707.51 |  | PR330105140
JBS 905 úhel 20° | angled assembly plinth, angle 20° |  |  | 899.02 |  | PR330106140
JBS 1100 úhel 20° | angled assembly plinth, angle 20° |  |  | 1070.02 |  | PR330107140
JBS 1250 úhel 20° | angled assembly plinth, angle 20° |  |  | 1533.54 |  | PR330108140
JBS 300 úhel 25° | angled assembly plinth, angle 25° |  |  | 303.83 |  | PR330101150
JBS 435 úhel 25° | angled assembly plinth, angle 25° |  |  | 429.96 |  | PR330102150
JBS 560 úhel 25° | angled assembly plinth, angle 25° |  |  | 517.03 |  | PR330103150
JBS 630 úhel 25° | angled assembly plinth, angle 25° |  |  | 624.9 |  | PR330104150
JBS 710 úhel 25° | angled assembly plinth, angle 25° |  |  | 707.51 |  | PR330105150
JBS 905 úhel 25° | angled assembly plinth, angle 25° |  |  | 899.02 |  | PR330106150
JBS 1100 úhel 25° | angled assembly plinth, angle 25° |  |  | 1070.02 |  | PR330107150
JBS 1250 úhel 25° | angled assembly plinth, angle 25° |  |  | 1533.54 |  | PR330108150
JBS 300 úhel 30° | angled assembly plinth, angle 30° |  |  | 303.83 |  | PR330101160
JBS 435 úhel 30° | angled assembly plinth, angle 30° |  |  | 429.96 |  | PR330102160
JBS 560 úhel 30° | angled assembly plinth, angle 30° |  |  | 517.03 |  | PR330103160
JBS 630 úhel 30° | angled assembly plinth, angle 30° |  |  | 624.9 |  | PR330104160
JBS 710 úhel 30° | angled assembly plinth, angle 30° |  |  | 707.51 |  | PR330105160
JBS 905 úhel 30° | angled assembly plinth, angle 30° |  |  | 899.02 |  | PR330106160
JBS 1100 úhel 30° | angled assembly plinth, angle 30° |  |  | 1070.02 |  | PR330107160
JBS 1250 úhel 30° | angled assembly plinth, angle 30° |  |  | 1533.54 |  | PR330108160
JBS 300 úhel 35° | angled assembly plinth, angle 35° |  |  | 303.83 |  | PR330101170
JBS 435 úhel 35° | angled assembly plinth, angle 35° |  |  | 429.96 |  | PR330102170
JBS 560 úhel 35° | angled assembly plinth, angle 35° |  |  | 517.03 |  | PR330103170
JBS 630 úhel 35° | angled assembly plinth, angle 35° |  |  | 624.9 |  | PR330104170
JBS 710 úhel 35° | angled assembly plinth, angle 35° |  |  | 707.51 |  | PR330105170
JBS 905 úhel 35° | angled assembly plinth, angle 35° |  |  | 899.02 |  | PR330106170
JBS 1100 úhel 35° | angled assembly plinth, angle 35° |  |  | 1070.02 |  | PR330107170
JBS 1250 úhel 35° | angled assembly plinth, angle 35° |  |  | 1533.54 |  | PR330108170
JBS 300 úhel 40° | angled assembly plinth, angle 40° |  |  | 303.83 |  | PR330101180
JBS 435 úhel 40° | angled assembly plinth, angle 40° |  |  | 429.96 |  | PR330102180
JBS 560 úhel 40° | angled assembly plinth, angle 40° |  |  | 517.03 |  | PR330103180
JBS 630 úhel 40° | angled assembly plinth, angle 40° |  |  | 624.9 |  | PR330104180
JBS 710 úhel 40° | angled assembly plinth, angle 40° |  |  | 707.51 |  | PR330105180
JBS 905 úhel 40° | angled assembly plinth, angle 40° |  |  | 899.02 |  | PR330106180
JBS 1100 úhel 40° | angled assembly plinth, angle 40° |  |  | 1030.78 |  | PR330107180
JBS 1250 úhel 40° | angled assembly plinth, angle 40° |  |  | 1533.54 |  | PR330108180
JBS 300 úhel 45° | angled assembly plinth, angle 45° |  |  | 303.83 |  | PR330101190
JBS 435 úhel 45° | angled assembly plinth, angle 45° |  |  | 429.96 |  | PR330102190
JBS 560 úhel 45° | angled assembly plinth, angle 45° |  |  | 517.03 |  | PR330103190
JBS 630 úhel 45° | angled assembly plinth, angle 45° |  |  | 624.9 |  | PR330104190
JBS 710 úhel 45° | angled assembly plinth, angle 45° |  |  | 707.51 |  | PR330105190
JBS 905 úhel 45° | angled assembly plinth, angle 45° |  |  | 899.02 |  | PR330106190
JBS 1100 úhel 45° | angled assembly plinth, angle 45° |  |  | 1070.02 |  | PR330107190
JBS 1250 úhel 45° | angled assembly plinth, angle 45° |  |  | 1533.54 |  | PR330108190
JAAL 300 | assembly plinth with silencer |  |  | 1314.8 |  | PR304100010
JAAL 435 | assembly plinth with silencer |  |  | 1336.82 |  | PR304100020
JAAL 560 | assembly plinth with silencer |  |  | 1411.97 |  | PR304100030
JAAL3 300 | assembly plinth with silencer |  |  | 1373.85 |  | PR304103010
JAAL3 435 | assembly plinth with silencer |  |  | 1395.96 |  | PR304103020
JAAL3 560 | assembly plinth with silencer |  |  | 1472.09 |  | PR304103030
JAAL-CON 125 | assembly plate with connection spigot |  |  | 37.64 |  | PR304105010
JAAL-CON 160 | assembly plate with connection spigot |  |  | 39.76 |  | PR304105020
JAAL-CON 200 | assembly plate with connection spigot |  |  | 42.1 |  | PR304105030
JAAL-CON 250 | assembly plate with connection spigot |  |  | 43.98 |  | PR304105040
JAAL3-CON 125 | assembly plate with connection spigot |  |  | 125.23 |  | PR304105110
JAAL3-CON 160 | assembly plate with connection spigot |  |  | 128 |  | PR304105120
JAAL3-CON 200 | assembly plate with connection spigot |  |  | 147.58 |  | PR304105130
JAAL3-CON 250 | assembly plate with connection spigot |  |  | 43.98 |  | PR304105140
JAAL3-CAP | insulated plug |  |  | 109.27 |  | PR304105310
JPA-CTB 435/160 | assembly adapter with connection duct |  |  | on request
JPA-CTB 435/200 | assembly adapter with connection duct |  |  | on request
JPA-CTB 560/250 | assembly adapter with connection duct |  |  | on request
JPA-CTB 560/315 | assembly adapter with connection duct |  |  | 107.58 |  | PR390102140
Extension pieces
TVS 200/170 | extension adapter 170 mm |  |  | 121.67 |  | PR551102000
TVS 250/170 | extension adapter 170 mm |  |  | 123.17 |  | PR551102005
TVS 315/170 | extension adapter 170 mm |  |  | 127.86 |  | PR551102010
TVS 355/170 | extension adapter 170 mm |  |  | 139.83 |  | PR551102020
TVS 400/170 | extension adapter 170 mm |  |  | 146.03 |  | PR551102030
TVS 450/170 | extension adapter 170 mm |  |  | 223.85 |  | PR551102040
TVS 500/170 | extension adapter 170 mm |  |  | 177.8 |  | PR551102050
TVS 560/170 | extension adapter 170 mm |  |  | 209.21 |  | PR551102060
TVS 630/170 | extension adapter 170 mm |  |  | 241.36 |  | PR551102070
TVS 710/170 | extension adapter 170 mm |  |  | 292.8 |  | PR551102080
TVS 800/170 | extension adapter 170 mm |  |  | 348.66 |  | PR551102090
TVS 900/170 | extension adapter 170 mm |  |  | 551.86 |  | PR551102100
TVS 1000/170 | extension adapter 170 mm |  |  | 625.55 |  | PR551102110
TVS 1250/170 | extension adapter 170 mm |  |  | 750.08 |  | PR551102120
TVS 200/250 | extension adapter 250 mm |  |  | 107.96 |  | PR551102200
TVS 250/250 | extension adapter 250 mm |  |  | 127.25 |  | PR551102205
TVS 315/250 | extension adapter 250 mm |  |  | 132.41 |  | PR551102210
TVS 355/250 | extension adapter 250 mm |  |  | 144.15 |  | PR551102220
TVS 400/250 | extension adapter 250 mm |  |  | 152.13 |  | PR551102230
TVS 450/250 | extension adapter 250 mm |  |  | 165.74 |  | PR551102240
TVS 500/250 | extension adapter 250 mm |  |  | 184.94 |  | PR551102250
TVS 560/250 | extension adapter 250 mm |  |  | 216.29 |  | PR551102260
TVS 630/250 | extension adapter 250 mm |  |  | 250.56 |  | PR551102270
TVS 710/250 | extension adapter 250 mm |  |  | 292.8 |  | PR551102280
TVS 800/250 | extension adapter 250 mm |  |  | 360.72 |  | PR551102290
TVS 900/250 | extension adapter 250 mm |  |  | 562.42 |  | PR551102300
TVS 1000/250 | extension adapter 250 mm |  |  | 637.15 |  | PR551102310
TVS 1250/250 | extension adapter 250 mm |  |  | 769.61 |  | PR551102320
TVS 200/500 | extension adapter 500 mm |  |  | 135.04 |  | PR551102400
TVS 250/500 | extension adapter 500 mm |  |  | 139.55 |  | PR551102405
TVS 315/500 | extension adapter 500 mm |  |  | 146.78 |  | PR551102410
TVS 355/500 | extension adapter 500 mm |  |  | 160.44 |  | PR551102420
TVS 400/500 | extension adapter 500 mm |  |  | 170.15 |  | PR551102430
TVS 450/500 | extension adapter 500 mm |  |  | 186.35 |  | PR551102440
TVS 500/500 | extension adapter 500 mm | o |  | 207.66 |  | PR551102450
TVS 560/500 | extension adapter 500 mm |  |  | 238.26 |  | PR551102460
TVS 630/500 | extension adapter 500 mm | o |  | 279.29 |  | PR551102470
TVS 710/500 | extension adapter 500 mm | o |  | 325.19 |  | PR551102480
TVS 800/500 | extension adapter 500 mm |  |  | 397.15 |  | PR551102490
TVS 900/500 | extension adapter 500 mm |  |  | 596.31 |  | PR551102500
TVS 1000/500 | extension adapter 500 mm |  |  | 664.61 |  | PR551102510
TVS 1250/500 | extension adapter 500 mm |  |  | 819.22 |  | PR551102520
Rain protection louvers
PRG 160 W | rain protection louver plastic | o |  | 81.96 |  | SP485100010
PRG 200 W | rain protection louver plastic | o |  | 95.33 |  | SP485100020
PRG 250 W | rain protection louver plastic | o |  | 122.28 |  | SP485100030
PRG 315 W | rain protection louver plastic | o |  | 140.02 |  | SP485100035
PRG 355 W | rain protection louver plastic | o |  | 149.69 |  | SP485100040
PRG 400 W | rain protection louver plastic | o |  | 163.91 |  | SP485100050
PRG 450 W | rain protection louver plastic | o |  | 227.42 |  | SP485100060
PRG 500 W | rain protection louver plastic | o |  | 259.99 |  | SP485100070
PRG 560 W | rain protection louver plastic | o |  | 356.88 |  | SP485100080
PRG 630 W | rain protection louver plastic | o |  | 375.6 |  | SP485100090
PRG 710 W | rain protection louver plastic | o |  | 487.65 |  | SP485100100
PRG 800 W | rain protection louver plastic | o |  | 621.8 |  | SP485100110
TWG 160 | rain protection louver galvanized | o |  | 62.01 |  | PR580100010
TWG 200 | rain protection louver galvanized | o |  | 73.27 |  | PR580100020
TWG 250 | rain protection louver galvanized | o |  | 86.74 |  | PR580100030
TWG 315 | rain protection louver galvanized | o |  | 106.13 |  | PR580100050
TWG 355 | rain protection louver galvanized | o |  | 108.05 |  | PR580100060
TWG 400 | rain protection louver galvanized | o |  | 118.33 |  | PR580100070
TWG 450 | rain protection louver galvanized | o |  | 142.46 |  | PR580100080
TWG 500 | rain protection louver galvanized | o |  | 150.2 |  | PR580100090
TWG 560 | rain protection louver galvanized | o |  | 160.86 |  | PR580100100
TWG 630 | rain protection louver galvanized | o |  | 209.68 |  | PR580100110
TWG 710 | rain protection louver galvanized | o |  | 284.78 |  | PR580100120
TWG 800 | rain protection louver galvanized |  |  | 522.01 |  | PR580100130
TWG 900 | rain protection louver galvanized |  |  | 588.75 |  | PR580100140
TWG 1000 | rain protection louver galvanized |  |  | 647.85 |  | PR580100150
IWG 200/40-20 | rain protection louver galvanized for rectangular duct | o |  | 80.36 |  | PR290100070
IWG 225/50-25 | rain protection louver galvanized for rectangular duct | o |  | 98.34 |  | PR290100090
IWG 250/50-30 | rain protection louver galvanized for rectangular duct | o |  | 102.37 |  | PR290100100
IWG 285/60-30 | rain protection louver galvanized for rectangular duct | o |  | 113.73 |  | PR290100120
IWG 315/60-35 | rain protection louver galvanized for rectangular duct | o |  | 121.99 |  | PR290100130
IWG 355/70-40 | rain protection louver galvanized for rectangular duct | o |  | 137.67 |  | PR290100150
IWG 400/80-50 | rain protection louver galvanized for rectangular duct | o |  | 156.59 |  | PR290100160
IWG 450/100-50 | rain protection louver galvanized for rectangular duct | o |  | 260.18 |  | PR290100010
Frost protections
MBE-AFP 125/0,4 | active frost protection | o |  | 477.27 |  | ED510100020
MBE-AFP 160/0,7 | active frost protection | o |  | 493.19 |  | ED510100030
MBE-AFP 160/1,4 | active frost protection | o |  | 517.17 |  | ED510100032
MBE-AFP 160/2,1 | active frost protection | o |  | 549.79 |  | ED510100034
TGCU-3-IZ | temperature probe for MBE-AFP | o |  | 17.74 |  | PX102100078
MSK-AFP 100 | frost protection |  |  | on request
MSK-AFP 125 | frost protection | o | * | 197.14 |  | PR422105010
MSK-AFP 150 | frost protection |  | * | 206.53 |  | PR422105020
MSK-AFP 160 | frost protection | o | * | 215.92 |  | PR422105030
Flexible connections
ACOP 200 | flexible connection | o |  | 63.74 |  | PR110100005
ACOP 250 | flexible connection | o |  | 83.55 | 5138909800 | PR110100010
ACOP 315 | flexible connection | o |  | 92.89 | 5138909900 | PR110100020
ACOP 355 | flexible connection | o |  | 97.91 | 5138910000 | PR110100030
ACOP 400 | flexible connection | o |  | 115.66 | 5138910100 | PR110100040
ACOP 450 | flexible connection | o |  | 119.65 | 5138910200 | PR110100050
ACOP 500 | flexible connection | o |  | 150.3 | 5138910300 | PR110100060
ACOP 560 | flexible connection | o |  | 182.12 | 5138910400 | PR110100070
ACOP 630 | flexible connection | o |  | 200.15 | 5138910500 | PR110100080
ACOP 710 | flexible connection | o |  | 225.54 |  | PR110100090
ACOP 800 | flexible connection | o |  | 271.49 |  | PR110100100
ACOP 900 | flexible connection | o |  | 519.33 |  | PR110100110
ACOP 1000 | flexible connection |  |  | 596.78 |  | PR110100120
ACOP 1250 | flexible connection |  |  | 826.08 |  | PR110100130
ACOP 200 BR | flexible connection, fireproof |  |  | 164.38 |  | DP120100005
ACOP 250 BR | flexible connection, fireproof |  |  | 169.26 |  | DP120100010
ACOP 315 BR | flexible connection, fireproof |  |  | 180.67 |  | DP120100020
ACOP 355 BR | flexible connection, fireproof |  |  | 227.42 |  | DP120100030
ACOP 400 BR | flexible connection, fireproof |  |  | 253.66 |  | DP120100040
ACOP 450 BR | flexible connection, fireproof |  |  | 264.59 |  | DP120100050
ACOP 500 BR | flexible connection, fireproof |  |  | 309.56 |  | DP120100060
ACOP 560 BR | flexible connection, fireproof |  |  | 372.6 |  | DP120100070
ACOP 630 BR | flexible connection, fireproof |  |  | 419.73 |  | DP120100080
ACOP 710 BR | flexible connection, fireproof |  |  | 481.69 |  | DP120100090
ACOP 800 BR | flexible connection, fireproof |  |  | 616.96 |  | DP120100100
ACOP 900 BR | flexible connection, fireproof |  |  | 886.02 |  | DP120100110
ACOP 1000 BR | flexible connection, fireproof |  |  | 987.31 |  | DP120100120
ACOP 1250 BR | flexible connection, fireproof |  |  | 1406.19 |  | DP120100130
ACOP 250 EX | flexible connection, ATEX |  |  | 187.52 |  | DP110100010
ACOP 315 EX | flexible connection, ATEX |  |  | 218.22 |  | DP110100020
ACOP 355 EX | flexible connection, ATEX |  |  | 237.65 |  | DP110100030
ACOP 400 EX | flexible connection, ATEX | o |  | 277.27 |  | DP110100040
ACOP 450 EX | flexible connection, ATEX | o |  | 321.44 |  | DP110100050
ACOP 500 EX | flexible connection, ATEX | o |  | 366.31 |  | DP110100060
ACOP 560 EX | flexible connection, ATEX | o |  | 421.6 |  | DP110100070
ACOP 630 EX | flexible connection, ATEX |  |  | 521.16 |  | DP110100080
ACOP 710 EX | flexible connection, ATEX |  |  | 591.94 |  | DP110100090
ACOP 800 EX | flexible connection, ATEX |  |  | 636.21 |  | DP110100100
ACOP 900 EX | flexible connection, ATEX |  |  | 688.22 |  | DP110100110
ACOP 1000 EX | flexible connection, ATEX |  |  | 896.06 |  | DP110100120
ACOP 1250 EX | flexible connection, ATEX |  |  | 1092.08 |  | DP110100130
IAE 180/30-15 | flexible connection |  |  | 39.15 |  | PR190100005
IAE 200/40-20 | flexible connection | o |  | 44.12 |  | PR190100010
IAE 225/50-25 | flexible connection | o |  | 49.05 |  | PR190100020
IAE 250/50-30 | flexible connection | o |  | 50.46 |  | PR190100030
IAE 285/60-30 | flexible connection | o |  | 54.26 |  | PR190100040
IAE 315/60-35 | flexible connection | o |  | 54.92 |  | PR190100050
IAE 355/70-40 | flexible connection | o |  | 62.76 |  | PR190100060
IAE 400/80-50 | flexible connection | o |  | 71.96 |  | PR190100070
IAE 450/100-50 | flexible connection | o |  | 112.42 |  | PR190100080
IAE 225 Ex | flexible connection, ATEX | o |  | 108.8 |  | PR190102110
IAE 250 Ex | flexible connection, ATEX | o |  | 120.3 |  | PR190102120
IAE 280 Ex | flexible connection, ATEX | o |  | 128.89 |  | PR190102130
IAE 315 Ex | flexible connection, ATEX | o |  | 137.53 |  | PR190102140
JAE 300 | flexible connection | o |  | 74.77 |  | PR310100010
JAE 435 | flexible connection | o |  | 90.64 |  | PR310100020
JAE 560 | flexible connection | o |  | 105.19 |  | PR310100030
JAE 630 | flexible connection | o |  | 120.91 |  | PR310100040
JAE 710 | flexible connection | o |  | 155.46 |  | PR310100050
JAE 905 | flexible connection |  |  | 205.59 |  | PR310100060
JAE 1100 | flexible connection | o |  | 243.33 |  | PR310100070
JAE 1250 | flexible connection |  |  | 667.14 |  | PR310100080
JAE 300 BR | flexible connection, fireproof |  |  | 366.5 |  | PR311100010
JAE 435 BR | flexible connection, fireproof |  |  | 378.8 |  | PR311100020
JAE 560 BR | flexible connection, fireproof |  |  | 409.82 |  | PR311100030
JAE 630 BR | flexible connection, fireproof |  |  | on request
JAE 710 BR | flexible connection, fireproof |  |  | 559.89 |  | PR311100050
JAE 905 BR | flexible connection, fireproof |  |  | 646.53 |  | PR311100060
JAE 1100 BR | flexible connection, fireproof |  |  | 851.66 |  | PR311100070
JAE 1250 BR | flexible connection, fireproof |  |  | 1923.27 |  | PR311100080
KAA 100 | flexible connection with clamp | o |  | 13.19 |  | PR400100010
KAA 125 | flexible connection with clamp | o |  | 13.38 |  | PR400100030
KAA 140 | flexible connection with clamp |  |  | 13.38 |  | PR400100040
KAA 150 | flexible connection with clamp | o |  | 13.57 |  | PR400100050
KAA 160 | flexible connection with clamp | o |  | 13.71 |  | PR400100060
KAA 180 | flexible connection with clamp |  |  | 15.26 |  | PR400100070
KAA 200 | flexible connection with clamp | o |  | 14.03 |  | PR400100080
KAA 225 | flexible connection with clamp | o |  | 15.16 |  | PR400100090
KAA 250 | flexible connection with clamp | o |  | 15.4 |  | PR400100100
KAA 280 | flexible connection with clamp |  |  | 15.87 |  | PR400100110
KAA 315 | flexible connection with clamp | o |  | 16.24 |  | PR400100120
KAA 355 | flexible connection with clamp | o |  | 16.52 |  | PR400100130
KAA 400 | flexible connection with clamp | o |  | 16.71 |  | PR400100140
KAA 450 | flexible connection with clamp | o |  | 17.13 |  | PR400100150
KAA 500 | flexible connection with clamp | o |  | 17.51 |  | PR400100160
KAA 560 | flexible connection with clamp | o |  | 17.79 |  | PR400100170
KAA 630 | flexible connection with clamp | o |  | 18.4 |  | PR400100180
KAA 710 | flexible connection with clamp |  |  | 19.06 |  | PR400100190
KAA 800 | flexible connection with clamp |  |  | 20.84 |  | PR400100200
KAA 900 | flexible connection with clamp |  |  | 27.18 |  | PR400100210
KAA 1000 | flexible connection with clamp |  |  | 32.2 |  | PR400100220
KAA 100 BR | flexible connection with clamp, fireproof |  |  | 72.1 |  | DP120101010
KAA 125 BR | flexible connection with clamp, fireproof |  |  | 76.79 |  | DP120101020
KAA 150 BR | flexible connection with clamp, fireproof |  |  | 90.97 |  | DP120101030
KAA 160 BR | flexible connection with clamp, fireproof |  |  | 93.03 |  | DP120101040
KAA 180 BR | flexible connection with clamp, fireproof |  |  | 110.02 |  | DP120101045
KAA 200 BR | flexible connection with clamp, fireproof |  |  | 110.02 |  | DP120101050
KAA 250 BR | flexible connection with clamp, fireproof |  |  | 119.46 |  | DP120101060
KAA 280 BR | flexible connection with clamp, fireproof |  |  | 141.29 |  | DP120101065
KAA 315 BR | flexible connection with clamp, fireproof |  |  | 141.29 |  | DP120101070
KAA 355 BR | flexible connection with clamp, fireproof |  |  | 158.42 |  | DP120101080
KAA 400 BR | flexible connection with clamp, fireproof |  |  | 167.2 |  | DP120101090
KAA 450 BR | flexible connection with clamp, fireproof |  |  | 186.16 |  | DP120101100
KAA 500 BR | flexible connection with clamp, fireproof |  |  | 195.73 |  | DP120101110
KAA 560 BR | flexible connection with clamp, fireproof |  |  | 210.24 |  | DP120101120
KAA 630 BR | flexible connection with clamp, fireproof |  |  | 223.1 |  | DP120101130
KAA 710 BR | flexible connection with clamp, fireproof |  |  | 265.39 |  | DP120101140
KAA 800 BR | flexible connection with clamp, fireproof |  |  | 282.2 |  | DP120101150
KAA 200 Ex | flexible connection, ATEX | o |  | 70.36 |  | PR401100300
KAA 250 Ex | flexible connection, ATEX | o |  | 78.9 |  | PR401100310
KAA 315 Ex | flexible connection, ATEX | o |  | 85.8 |  | PR401100320
Reducers and adapters
JPA 300 | adapter for damper connection | o |  | 63.51 |  | PR390100020
JPA 435 | adapter for damper connection | o |  | 79.66 |  | PR390100030
JPA 560 | adapter for damper connection | o |  | 89.89 |  | PR390100040
JPA 630 | adapter for damper connection | o |  | 136.97 |  | PR390100050
JPA 710 | adapter for damper connection | o |  | 162.6 |  | PR390100060
JPA 905 | adapter for damper connection | o |  | 213.67 |  | PR390100070
JPA 1100 | adapter for damper connection | o |  | 264.5 |  | PR390100010
JPA 1250 | adapter for damper connection |  |  | 324.49 |  | PR390100080
MAR 160+250/100 | adapter for rectangular duct connection |  |  | 54.59 | 5418030200 | SP441100010
MAR 250-350 S | adapter for rectangular duct connection |  |  | 60.93 | 5418061300 | SP441100120
MAR 350/125 | adapter for rectangular duct connection |  |  | 63.04 | 5418031000 | SP441100020
MAR 500/150 | adapter for rectangular duct connection |  |  | 74.54 | 5418032800 | SP441100030
MAR 500/160 | adapter for rectangular duct connection |  |  | 74.54 | 5418033600 | SP441100040
MAR 500 S | adapter for rectangular duct connection |  |  | 72.05 | 5418061400 | SP441100130
MAR 800/200 | adapter for rectangular duct connection |  |  | 91.72 | 5418034400 | SP441100050
MAR 800-1000 S | adapter for rectangular duct connection |  |  | 88.62 | 5418061500 | SP441100150
MAR 1000+1300/250 | adapter for rectangular duct connection |  |  | 129.03 | 5418035100 | SP441100060
MAR 2000/315 | adapter for rectangular duct connection |  |  | 163.77 | 5418036900 | SP441100070
TWG-PRO 160/125 | circular coupling flange for TWG | o |  | 70.27 |  | PR581100010
TWG-PRO 160/150 | circular coupling flange for TWG |  |  | 71.58 |  | PR581100015
TWG-PRO 160/160 | circular coupling flange for TWG | o |  | 71.58 |  | PR581100020
TWG-PRO 200/125 | circular coupling flange for TWG |  |  | 76.84 |  | PR581100030
TWG-PRO 200/150 | circular coupling flange for TWG | o |  | 78.76 |  | PR581100035
TWG-PRO 200/160 | circular coupling flange for TWG | o |  | 78.76 |  | PR581100040
TWG-PRO 200/200 | circular coupling flange for TWG | o |  | 79.66 |  | PR581100050
TWG-PRO 250/150 | circular coupling flange for TWG |  |  | 85.48 |  | PR581100055
TWG-PRO 250/160 | circular coupling flange for TWG | o |  | 85.48 |  | PR581100060
TWG-PRO 250/200 | circular coupling flange for TWG | o |  | 87.26 |  | PR581100070
TWG-PRO 250/250 | circular coupling flange for TWG |  |  | 92.99 |  | PR581100075
TWG-PRO 315/200 | circular coupling flange for TWG | o |  | 92.99 |  | PR581100080
TWG-PRO 315/315 | circular coupling flange for TWG | o |  | 104.39 |  | PR581100085
TWG-PRO 400/400 | circular coupling flange for TWG |  |  | 194.19 |  | PR581100100
RED 125/100 | plastic duct reducer |  |  | 21.5 | 5416416500 | SP486100010
RED 150/125 | plastic duct reducer |  |  | 29.67 | 5416417300 | SP486100020
Flanges
BRIDA 200 | flange | o |  | 25.91 |  | PR140100005
BRIDA 250 | flange | o |  | 38.96 | 5138908800 | PR140100010
BRIDA 315 | flange | o |  | 45.62 | 5138908900 | PR140100020
BRIDA 355 | flange | o |  | 49.9 | 5138909000 | PR140100030
BRIDA 400 | flange | o |  | 55.2 | 5138909100 | PR140100040
BRIDA 450 | flange | o |  | 62.66 | 5138909200 | PR140100050
BRIDA 500 | flange | o |  | 73.55 | 5138909300 | PR140100060
BRIDA 560 | flange | o |  | 77.64 | 5138909400 | PR140100070
BRIDA 630 | flange | o |  | 95.19 | 5138909500 | PR140100080
BRIDA 710 | flange | o |  | 122.98 | 5138909600 | PR140100090
BRIDA 800 | flange | o |  | 156.12 | 5138909700 | PR140100100
BRIDA 900 | flange | o |  | 246.71 | 5138906700 | PR140100110
BRIDA 1000 | flange | o |  | 333.03 | 5138906800 | PR140100120
BRIDA 1120 | flange | o |  | 377.43 | 5138928900 | PR140100125
BRIDA 1250 | flange |  |  | 386.73 | 5138906900 | PR140100130
BRIDA 1409 | flange |  |  | 821.52 | 5138934900 | PR140100140
Inspection pieces
RDK 100 | inspection door for circular duct |  |  | 8.45 |  | AL107100010
RDK 125 | inspection door for circular duct |  |  | 8.5 |  | AL107100020
RDK 150 | inspection door for circular duct |  |  | 13.42 |  | AL107100030
RDK 160 | inspection door for circular duct |  |  | 13.42 |  | AL107100040
RDK 200 | inspection door for circular duct |  |  | 13.42 |  | AL107100060
RDK 250 | inspection door for circular duct |  |  | 13.42 |  | AL107100070
RDK 315 | inspection door for circular duct |  |  | 13.42 |  | AL107100080
RDK 355 | inspection door for circular duct |  |  | 17.79 |  | AL107100090
RDK 400 | inspection door for circular duct |  |  | 17.79 |  | AL107100100
RDK 450 | inspection door for circular duct |  |  | 17.79 |  | AL107100110
RDK 500 | inspection door for circular duct |  |  | 28.73 |  | AL107100120
RDK 560 | inspection door for circular duct |  |  | 28.73 |  | AL107100130
RDK 630 | inspection door for circular duct |  |  | 28.73 |  | AL107100140
RDK 710 | inspection door for circular duct |  |  | 28.73 |  | AL107100150
RDK 800 | inspection door for circular duct |  |  | 28.73 |  | AL107100160
RDH 180x80 | inspection door for rectangular duct |  |  | 9.48 |  | AL107101010
RDH 200x100 | inspection door for rectangular duct |  |  | 11.45 |  | AL107101020
RDH 300x150 | inspection door for rectangular duct |  |  | on request
RDH 300x200 | inspection door for rectangular duct |  |  | 18.96 |  | AL107101030
RDH 400x200 | inspection door for rectangular duct |  |  | 28.16 |  | AL107101040
RDH 400x300 | inspection door for rectangular duct |  |  | 29.01 |  | AL107101050
RDH 500x300 | inspection door for rectangular duct |  |  | 55.67 |  | AL107101060
RDH 500x400 | inspection door for rectangular duct |  |  | 59.1 |  | AL107101070
RDH 600x400 | inspection door for rectangular duct |  |  | on request
RDH 600x450 | inspection door for rectangular duct |  |  | 82.75 |  | AL107101080
RDH 700x500 | inspection door for rectangular duct |  |  | 158.14 |  | AL107101210
RD 080 instabox | inspection piece |  |  | 47.5 |  | ED182100010
RD 100 instabox | inspection piece | o |  | 48.39 |  | ED182100020
RD 125 instabox | inspection piece | o |  | 49.33 |  | ED182100030
RD 160 instabox | inspection piece | o |  | 51.3 |  | ED182100040
RD 200 instabox | inspection piece | o |  | 53.18 |  | ED182100050
RD 225 instabox | inspection piece |  |  | 57.5 |  | ED182100055
RD 250 instabox | inspection piece |  |  | 62.71 |  | ED182100060
RD 315 instabox | inspection piece |  |  | 112 |  | ED182100070
RD 355 instabox | inspection piece |  |  | 123.31 |  | ED182100080
RD 400 instabox | inspection piece |  |  | 136.69 |  | ED182100090
RD 450 instabox | inspection piece |  |  | 157.39 |  | ED182100100
RD 500 instabox | inspection piece |  |  | 166.91 |  | ED182100110
RD 560 instabox | inspection piece |  |  | 180.2 |  | ED182100120
RD 630 instabox | inspection piece |  |  | 193.43 |  | ED182100130
Inlet diffusers
JAD 435 (DN 250) | inlet diffuser |  |  | 390.53 |  | PR551150420
JAD 560 (DN 355) | inlet diffuser |  |  | 493.14 |  | PR551150440
JAD 630 (DN 400) | inlet diffuser |  |  | 523.65 |  | PR551150450
JAD 710 (DN 500) | inlet diffuser |  |  | 721.97 |  | PR551150470
JAD 905 (DN 630) | inlet diffuser |  |  | 796.27 |  | PR551150490
JAD 1100 (DN 710) | inlet diffuser |  |  | 907.56 |  | PR551150500
JAD 1250 (DN 1000) | inlet diffuser |  |  | 1190.56 |  | PR551150530
TAD 200 | inlet diffuser, galvanized |  |  | 180.06 |  | PR551103010
TAD 250 | inlet diffuser, galvanized | o |  | 215.87 |  | PR551103020
TAD 315 | inlet diffuser, galvanized | o |  | 260.28 |  | PR551103030
TAD 355 | inlet diffuser, galvanized | o |  | 307.92 |  | PR551103040
TAD 400 | inlet diffuser, galvanized | o |  | 361.29 |  | PR551103050
TAD 450 | inlet diffuser, galvanized | o |  | 389.54 |  | PR551103060
TAD 500 | inlet diffuser, galvanized |  |  | 444.37 |  | PR551103070
TAD 560 | inlet diffuser, galvanized | o |  | 493.14 |  | PR551103080
TAD 630 | inlet diffuser, galvanized | o |  | 523.65 |  | PR551103090
TAD 710 | inlet diffuser, galvanized |  |  | 721.97 |  | PR551103100
TADF 200 | inlet diffuser with net, galvanized |  |  | 178.41 |  | PR551103310
TADF 250 | inlet diffuser with net, galvanized |  |  | 269.24 |  | PR551103320
TADF 315 | inlet diffuser with net, galvanized |  |  | 287.64 | 5120870000 | PR551103330
TADF 355 | inlet diffuser with net, galvanized |  |  | 310.83 | 5120870100 | PR551103340
TADF 400 | inlet diffuser with net, galvanized |  |  | 326.79 | 5120870200 | PR551103350
TADF 450 | inlet diffuser with net, galvanized | o |  | 342.04 | 5120870300 | PR551103360
TADF 500 | inlet diffuser with net, galvanized | o |  | 382.69 | 5120870400 | PR551103370
TADF 560 | inlet diffuser with net, galvanized | o |  | 412.87 | 5120870500 | PR551103380
TADF 630 | inlet diffuser with net, galvanized |  |  | 483.84 | 5120870600 | PR551103390
TADF 710 | inlet diffuser with net, galvanized |  |  | 570.68 | 5120870700 | PR551103400
TADF 800 | inlet diffuser with net, galvanized |  |  | 670.71 | 5120870800 | SP402102010
TADF 900 | inlet diffuser with net, galvanized |  |  | 845.27 | 5120870900 | SP402102020
TADF 1000 | inlet diffuser with net, galvanized |  |  | 902.96 | 5120871000 | SP402102030
TADF 1120 | inlet diffuser with net, galvanized |  |  | 1076.26 |  | SP402102035
TADF 1250 | inlet diffuser with net, galvanized |  |  | 1309.22 | 5120871100 | SP402102040
TADF 1409 | inlet diffuser with net, galvanized |  |  | 1586.77 |  | SP402102050
TADF 1609 | inlet diffuser with net, galvanized |  |  | 1667.78 |  | SP402102060
TAD 500 BR | inlet diffuser, fireproof |  |  | 591.62 |  | PR551113070
TAD 560 BR | inlet diffuser, fireproof |  |  | 644.14 |  | PR551113080
TAD 630 BR | inlet diffuser, fireproof |  |  | 694.32 |  | PR551113090
TAD 710 BR | inlet diffuser, fireproof |  |  | 1031.34 |  | PR551113100
TADG 200 | inserted inlet diffuser |  |  | 22.67 |  | PR551123210
TADG 250 | inserted inlet diffuser |  |  | 42.29 |  | PR551123220
TADG 315 | inserted inlet diffuser |  |  | 47.36 |  | PR551123230
TADG 355 | inserted inlet diffuser |  |  | 58.25 |  | PR551123240
TADG 400 | inserted inlet diffuser |  |  | 54.82 |  | PR551123250
TADG 500 | inserted inlet diffuser |  |  | 76.6 |  | PR551123270
TADG 630 | inserted inlet diffuser |  |  | 133.4 |  | PR551123290
TADFG 100 | inserted inlet diffuser with protectin net |  |  | 16.71 |  | PR551123305
TADFG 200 | inserted inlet diffuser with protectin net | o |  | 34.83 |  | PR551123310
TADFG 250 | inserted inlet diffuser with protectin net | o |  | 41.54 |  | PR551123320
TADFG 315 | inserted inlet diffuser with protectin net | o |  | 53.09 |  | PR551123330
TADFG 355 | inserted inlet diffuser with protectin net | o |  | 73.22 |  | PR551123340
TADFG 400 | inserted inlet diffuser with protectin net | o |  | 80.08 |  | PR551123350
TADFG 500 | inserted inlet diffuser with protectin net |  |  | 116.88 |  | PR551123370
TADFG 630 | inserted inlet diffuser with protectin net | o |  | 163.16 |  | PR551123390
Mixing boxes
IMK 200 | mixing box |  |  | 944.22 |  | PR270101010
IMK 225 | mixing box |  |  | 1137.66 |  | PR270101020
IMK 250 | mixing box |  |  | 1199.52 |  | PR270101030
IMK 285 | mixing box |  |  | 1346.58 |  | PR270101040
IMK 315 | mixing box |  |  | 1393.05 |  | PR270101050
IMK 355 | mixing box |  |  | 1524.67 |  | PR270101060
IMK 400 | mixing box |  |  | 1544.29 |  | PR270101070
IMK 450 | mixing box |  |  | 1702.56 |  | PR270101080
Mixing nodes
ESU C40-V0.6 A | mixing node (0-10 V) |  |  | 1329.96 |  | ED150100010
ESU C40-V1.0 A | mixing node (0-10 V) |  |  | 1329.96 |  | ED150100030
ESU C40-V1.6 A | mixing node (0-10 V) |  |  | 1329.96 |  | ED150100050
ESU C40-V2.5 A | mixing node (0-10 V) |  |  | 1329.96 |  | ED150100070
ESU C40-V4,0 A | mixing node (0-10 V) | o |  | 1329.96 |  | ED150100090
ESU C40-V6.3 A | mixing node (0-10 V) |  |  | 1329.96 |  | ED150100110
ESU C80-V6.3 A | mixing node (0-10 V) |  |  | 2280.85 |  | ED150100150
ESU C80-V10 A | mixing node (0-10 V) |  |  | 2280.85 |  | ED150100187
ESU C80-V16 A | mixing node (0-10 V) |  |  | 2280.85 |  | ED150100205
ESU C40-V0.6 B | mixing node (3-point controll) |  |  | 1189.24 |  | ED150100020
ESU C40-V1.0 B | mixing node (3-point controll) |  |  | 1189.24 |  | ED150100040
ESU C40-V1.6 B | mixing node (3-point controll) | o |  | 1189.24 |  | ED150100060
ESU C40-V2.5 B | mixing node (3-point controll) | o |  | 1189.24 |  | ED150100080
ESU C40-V4,0 B | mixing node (3-point controll) | o |  | 1189.24 |  | ED150100100
ESU C40-V6.3 B | mixing node (3-point controll) | o |  | 1189.24 |  | ED150100120
ESU C80-V6.3 B | mixing node (3-point controll) | o |  | 2180.49 |  | ED150100160
ESU C80-V10 B | mixing node (3-point controll) | o |  | 2180.49 |  | ED150100188
ESU C80-V16 B | mixing node (3-point controll) | o |  | 2180.49 |  | ED150100206
Distribution nodes
ESUCH C40-V0,6 A | distribution node |  |  | 1592.49 |  | ED150100012
ESUCH C40-V1,0 A | distribution node |  |  | 1592.49 |  | ED150100032
ESUCH C40-V1,6 A | distribution node |  |  | 1592.49 |  | ED150100052
ESUCH C40-V2,5 A | distribution node |  |  | 1612.07 |  | ED150100072
ESUCH C40-V4,0 A | distribution node |  |  | 1612.07 |  | ED150100092
ESUCH C40-V6,3 A | distribution node |  |  | 1433.84 |  | ED150100112
ESUCH C80-V6,3 A | distribution node |  |  | 2530.7 |  | ED150100152
ESUCH C80-V10 A | distribution node |  |  | 2530.7 |  | ED150100189
ESUCH C80-V16 A | distribution node |  |  | 2544.64 |  | ED150100208
ESUCH C00-V0,6 A | distribution node without pump |  |  | 1243.17 |  | ED150100014
ESUCH C00-V1,0 A | distribution node without pump |  |  | 1243.17 |  | ED150100034
ESUCH C00-V1,6 A | distribution node without pump |  |  | 1243.17 |  | ED150100054
ESUCH C00-V2,5 A | distribution node without pump |  |  | 1262.61 |  | ED150100074
ESUCH C00-V4,0 A | distribution node without pump |  |  | 1262.61 |  | ED150100094
ESUCH C00-V6,3 A | distribution node without pump |  |  | 1433.79 |  | ED150100114
ESUCH C00-V10 A | distribution node without pump |  |  | 1790.2 |  | ED150100190
ESUCH C00-V16 A | distribution node without pump |  |  | 1804.04 |  | ED150100209
Flexible connection
VBM 100 | flexible connection | o |  | 7.09 |  | PR590100010
VBM 125 | flexible connection | o |  | 7.98 |  | PR590100020
VBM 150 | flexible connection | o |  | 8.97 |  | PR590100030
VBM 160 | flexible connection | o |  | 8.97 |  | PR590100040
VBM 200 | flexible connection | o |  | 10.42 |  | PR590100050
VBM 225 | flexible connection | o |  | 10.94 |  | PR590100055
VBM 250 | flexible connection | o |  | 11.55 |  | PR590100060
VBM 315 | flexible connection | o |  | 13.99 |  | PR590100070
VBM 355 | flexible connection | o |  | 16.48 |  | PR590100080
VBM 400 | flexible connection | o |  | 19.29 |  | PR590100090
VBM 450 | flexible connection | o |  | 22.01 |  | PR590100100
VBM 500 | flexible connection | o |  | 23.47 |  | PR590100110
VBM 560 | flexible connection | o |  | 30.23 |  | PR590100120
VBM 630 | flexible connection | o |  | 37.5 |  | PR590100130
VBM 710 | flexible connection | o |  | 45.16 |  | PR590100140
VBM 800 | flexible connection |  |  | 46.84 |  | PR590100150
Gaskets
PV 245 | rubber gasket |  |  | 13.71 |  | USK665100010
PV 330 | rubber gasket |  |  | 18.68 |  | USK665100015
PV 450 | rubber gasket |  |  | 26.57 |  | USK665100020
PV 535 | rubber gasket |  |  | 28.73 |  | USK665100025
PV 590 | rubber gasket |  |  | 32.34 |  | USK665100030
PV 750 | rubber gasket |  |  | 35.81 |  | USK665100035
Silencers
MSD 100/125/300 | phone silencer | o |  | 57.78 |  | PR710100110
MSD 100/150/300 | phone silencer | o |  | 69.8 |  | PR710100120
MSD 125/150/300 | phone silencer | o |  | 72.05 |  | PR710100130
SGD 75 mini | phone silencer and airflow regulator | o |  | 2.63 |  | PR710100030
SGD 100/300 | phone silencer | o |  | 30.98 |  | PR710100010
SGD 125/300 | phone silencer | o |  | 30.98 |  | PR710100015
SGD 150/500 | phone silencer | o |  | 88.57 |  | PR710100025
SGD 160/500 | phone silencer | o |  | 88.57 |  | PR710100026
CAA 1100 galvanized | inlet plate silencer for axial fans |  |  | 367.01 |  | PR460101010
CAA 1100 white | inlet plate silencer for axial fans |  |  | 517.45 |  | PR460101030
CAA 1600 galvanized | inlet plate silencer for axial fans |  |  | 625.88 |  | PR460101020
CAA 1600 white | inlet plate silencer for axial fans |  |  | 938.78 |  | PR460101040
GDH 245 | inlet silencer for roof fans |  |  | 339.7 |  | USK640100010
GDH 330 | inlet silencer for roof fans |  |  | 485.11 |  | USK640100015
GDH 450 | inlet silencer for roof fans |  |  | 602.6 |  | USK640100020
GDH 535 | inlet silencer for roof fans |  |  | 821.76 |  | USK640100025
GDH 590 | inlet silencer for roof fans |  |  | 1324.75 |  | USK640100030
GDH 750 | inlet silencer for roof fans |  |  | 1761 |  | USK640100035
IAA 180 | silencer for rectangular duct | o |  | 242.2 |  | PR180100005
IAA 200 | silencer for rectangular duct | o |  | 273 |  | PR180100010
IAA 225 | silencer for rectangular duct | o |  | 317.35 |  | PR180100020
IAA 250 | silencer for rectangular duct | o |  | 351.71 |  | PR180100040
IAA 285 | silencer for rectangular duct | o |  | 359.22 |  | PR180100050
IAA 315 | silencer for rectangular duct | o |  | 379.17 |  | PR180100070
IAA 355 | silencer for rectangular duct | o |  | 450.14 |  | PR180100080
IAA 400 | silencer for rectangular duct | o |  | 504.12 |  | PR180100090
IAA 450 | silencer for rectangular duct | o |  | 580.54 |  | PR180100100
JAA 300 | plint silencer | o |  | 394.1 |  | PR300100020
JAA 435 | plint silencer | o |  | 483.56 |  | PR300100030
JAA 560 | plint silencer | o |  | 684.6 |  | PR300100040
JAA 630 | plint silencer | o |  | 917.04 |  | PR300100050
JAA 710 | plint silencer | o |  | 1002.42 | 5136865200 | PR300100060
JAA 905 | plint silencer | o |  | 1134.74 |  | PR300100070
JAA 1100 | plint silencer | o |  | 1388.73 |  | PR300100010
JAA 300 BR | plint silencer, fireproof |  |  | 765.2 |  | PR300101010
JAA 435 BR | plint silencer, fireproof |  |  | 943.47 |  | PR300101020
JAA 560 BR | plint silencer, fireproof |  |  | 1329.12 |  | PR300101030
JAA 630 BR | plint silencer, fireproof |  |  | 1780.81 |  | PR300101040
JAA 710 BR | plint silencer, fireproof |  |  | 1946.69 |  | PR300101050
JAA 905 BR | plint silencer, fireproof |  |  | 2203.26 |  | PR300101060
JAA 1100 BR | plint silencer, fireproof |  |  | 3191.65 |  | PR300101070
MAA 100/300 | silencer |  |  | 85.57 |  | PR460100005
MAA 100/600 | silencer | o |  | 96.55 |  | PR460100010
MAA 100/900 | silencer | o |  | 107.87 |  | PR460100020
MAA 125/300 | silencer |  |  | 89.47 |  | PR460100025
MAA 125/600 | silencer | o |  | 102.66 |  | PR460100030
MAA 125/900 | silencer | o |  | 115.47 |  | PR460100040
MAA 150/900 | silencer | o |  | 124.86 |  | PR460100050
MAA 160/300 | silencer |  |  | 98.38 |  | PR460100055
MAA 160/600 | silencer | o |  | 109.98 |  | PR460100060
MAA 160/900 | silencer | o |  | 126.69 |  | PR460100070
MAA 200/300 | silencer |  |  | 103.5 |  | PR460100085
MAA 200/600 | silencer | o |  | 115.23 |  | PR460100090
MAA 200/900 | silencer | o |  | 143.59 |  | PR460100100
MAA 250/300 | silencer |  |  | 110.31 |  | PR460100105
MAA 250/600 | silencer | o |  | 128.52 |  | PR460100110
MAA 250/900 | silencer | o |  | 168.23 |  | PR460100120
MAA 315/300 | silencer |  |  | 146.68 |  | PR460100125
MAA 315/600 | silencer | o |  | 213.24 |  | PR460100130
MAA 315/900 | silencer | o |  | 273.42 |  | PR460100140
MAA 355/900 | silencer | o |  | 364.34 |  | PR460100150
MAA 400/900 | silencer | o |  | 397.29 |  | PR460100160
MAA 450/900 | silencer | o |  | 437.75 |  | PR460100170
MAA 500/900 | silencer | o |  | 463.47 |  | PR460100190
MAA-Q 100 L900 | compact silencer |  |  | 129.64 |  | PR461200110
MAA-Q 125 L900 | compact silencer |  |  | 134.71 |  | PR461200120
MAA-Q 150 L900 | compact silencer |  |  | 144.62 |  | PR461200130
MAA-Q 160 L900 | compact silencer |  |  | 140.72 |  | PR461200140
MAA-Q 180 L900 | compact silencer |  |  | 143.35 |  | PR461200150
MAA-Q 200 L900 | compact silencer |  |  | 146.17 |  | PR461200160
MAA-Q 224 L900 | compact silencer |  |  | 192.87 |  | PR461200170
MAA-Q 250 L900 | compact silencer |  |  | 203.06 |  | PR461200180
MTS 080 | silencer | o |  | 63.6 |  | KR530100010
MTS 100 | silencer | o |  | 69.28 |  | KR530100020
MTS 125 | silencer | o |  | 79.66 |  | KR530100030
MTS 150 | silencer |  |  | on request
MTS 160 | silencer | o |  | 88.9 |  | KR530100050
MTS 200 | silencer | o |  | 108.8 |  | KR530100060
MTS 250 | silencer | o |  | 135.04 |  | KR530100070
MTS 315 | silencer | o |  | 152.27 |  | KR530100080
SCZ 400 L10 | silencer for axial fans |  |  | 455.45 |  | PR551200010
SCZ 450 L10 | silencer for axial fans |  |  | 538.11 |  | PR551200020
SCZ 500 L10 | silencer for axial fans |  |  | 630.53 |  | PR551200030
SCZ 560 L10 | silencer for axial fans |  |  | 785.14 |  | PR551200040
SCZ 630 L10 | silencer for axial fans |  |  | 832.69 |  | PR551200050
SCZ 710 L10 | silencer for axial fans |  |  | 1267.68 |  | PR551200060
SCZ 800 L10 | silencer for axial fans |  |  | 1516.03 |  | PR551200070
SCZ 900 L10 | silencer for axial fans |  |  | 1786.26 |  | PR551200080
SCZ 1000 L10 | silencer for axial fans |  |  | 2069.86 |  | PR551200085
SONOULTRA 80/25 | flexible silencer, insulation 25 mm | o |  | 66.98 |  | AS120100010
SONOULTRA 80/50 | flexible silencer, insulation 50 mm |  |  | 80.08 |  | AS121100010
SONOULTRA 100/25 | flexible silencer, insulation 25 mm | o |  | 72.71 |  | AS120100020
SONOULTRA 100/50 | flexible silencer, insulation 50 mm | o |  | 87.31 |  | AS121100020
SONOULTRA 125/25 | flexible silencer, insulation 25 mm | o |  | 75.81 |  | AS120100030
SONOULTRA 125/50 | flexible silencer, insulation 50 mm | o |  | 91.11 |  | AS121100030
SONOULTRA 150/50 | flexible silencer, insulation 50 mm | o |  | 96.55 |  | AS121100035
SONOULTRA 160/25 | flexible silencer, insulation 25 mm | o |  | 82.14 |  | AS120100040
SONOULTRA 160/50 | flexible silencer, insulation 50 mm | o |  | 98.57 |  | AS121100040
SONOULTRA 200/25 | flexible silencer, insulation 25 mm | o |  | 95.66 |  | AS120100050
SONOULTRA 200/50 | flexible silencer, insulation 50 mm | o |  | 117.77 |  | AS121100050
SONOULTRA 250/25 | flexible silencer, insulation 25 mm | o |  | 123.17 |  | AS120100060
SONOULTRA 250/50 | flexible silencer, insulation 50 mm | o |  | 147.06 |  | AS121100060
SONOULTRA 315/25 | flexible silencer, insulation 25 mm | o |  | 131.1 |  | AS120100070
SONOULTRA 315/50 | flexible silencer, insulation 50 mm | o |  | 183.62 |  | AS121100070
TAA 200 | silencer |  |  | 192.59 |  | PR551104010
TAA 250 | silencer |  |  | 239.76 |  | PR551104020
TAA 315 | silencer |  |  | 299.47 |  | PR551104030
TAA 355 | silencer |  |  | 338.48 |  | PR551104040
TAA 400 | silencer | o |  | 422.59 |  | PR551104050
TAA 450 | silencer | o |  | 443.48 |  | PR551104060
TAA 500 | silencer | o |  | 526.79 |  | PR551104070
TAA 560 | silencer | o |  | 591.15 |  | PR551104080
TAA 630 | silencer | o |  | 696.67 |  | PR551104090
TAA 710 | silencer |  |  | 840.86 |  | PR551104100
TAA 800 | silencer |  |  | 1023.92 |  | PR551104110
TAA 900 | silencer |  |  | 1480.21 |  | PR551104120
TAAC 200 | core silencer |  |  | 453.8 |  | PR551105010
TAAC 250 | core silencer |  |  | 503.04 |  | PR551105020
TAAC 315 | core silencer |  |  | 612.18 |  | PR551105030
TAAC 355 | core silencer |  |  | 697.46 |  | PR551105040
TAAC 400 | core silencer |  |  | 769.56 |  | PR551105050
TAAC 450 | core silencer |  |  | 876.82 |  | PR551105060
TAAC 500 | core silencer |  |  | 970.79 |  | PR551105070
TAAC 560 | core silencer |  |  | 1205.72 |  | PR551105080
TAAC 630 | core silencer |  |  | 1407.37 |  | PR551105090
TAAC 710 | core silencer |  |  | 1625.44 |  | PR551105100
TAAC 800 | core silencer |  |  | 2054.98 |  | PR551105110
TAAC 900 | core silencer |  |  | 2976.67 |  | PR551105120
TAAC 1000 | core silencer |  |  | 3546.13 |  | PR551105130
TAAC 1250 | core silencer |  |  | 3754.68 |  | PR551105140
Vibration absorbers
ISA | EPDM silentblock, 1 pcs. | o |  | 0.75 |  | MM810200010
pcs.E-45 | rubber silentblock, 4 pcs. | o |  | 69.99 | 5130861700 | SP435300010
pcs.E-70 | rubber silentblock, 4 pcs. |  |  | 73.55 | 5130863300 | SP435300020
pcs.E-AM-25M | spring silentblock | o |  | 43.42 | 5130863900 | SP435100020
pcs.E-AM-50M | spring silentblock | o |  | 45.95 | 5130864000 | SP435100030
pcs.E-AM-75M | spring silentblock | o |  | 48.96 | 5130864100 | SP435100040
pcs.E-AM-100M | spring silentblock | o |  | 53.7 | 5130865800 | SP435100050
pcs.E-AM-125M | spring silentblock |  |  | 57.69 | 5130963900 | SP435100060
pcs.E-AM-150M | spring silentblock |  |  | 61.63 | 5130864400 | SP435100070
pcs.E-AM-200M | spring silentblock |  |  | 68.11 | 5130983300 | SP435100075
pcs.E-AM-250M | spring silentblock |  |  | 71.44 | 5130964000 | SP435100080
pcs.E-AM-350M | spring silentblock |  |  | 73.37 |  | SP435100090
pcs.E-AM-450M | spring silentblock |  |  | 81.72 | 5130864600 | SP435100099
pcs.E-AM-550M | spring silentblock |  |  | 87.26 |  | SP435100100
pcs.E-PAVZ-60 SH 45 | rubber silentblock, 4 pcs. |  |  | 76.13 | 5130999940 | SP435400010
pcs.E-PAVZ-60 SH 60 | rubber silentblock, 4 pcs. |  |  | 188.32 | 5130997300 | SP435400020
pcs.E-PAVZ-60 SH 75 | rubber silentblock, 4 pcs. |  |  | 74.16 | 5130273000 | SP435400030
pcs.E-PAVZ-80 SH 45 | rubber silentblock, 4 pcs. |  |  | 254.64 | 5130861400 | SP435400040
pcs.E-PAVZ-80 SH 60 | rubber silentblock, 4 pcs. |  |  | 88.34 | 5130272900 | SP435400050
pcs.E-PAVZ-80 SH 75 | rubber silentblock, 4 pcs. |  |  | 295.39 | 5130866400 | SP435400060
pcs.E-PAVZ-100 SH 45 | rubber silentblock, 4 pcs. |  |  | 312.52 | 5130861500 | SP435400070
pcs.E-PAVZ-100 SH 60 | rubber silentblock, 4 pcs. |  |  | 136.87 | 5130861600 | SP435400080
pcs.E-PAVZ-100 SH 75 | rubber silentblock, 4 pcs. |  |  | 115.56 | 5130863400 | SP435400090
pcs.E-PAVZ-150 SH 45 | rubber silentblock, 4 pcs. |  |  | 832.32 | 5130971600 | SP435400100
pcs.E-PAVZ-150 SH 60 | rubber silentblock, 4 pcs. |  |  | 312.52 | 5130866500 | SP435400110
pcs.E-PAVZ-150 SH 75 | rubber silentblock, 4 pcs. |  |  | 223.01 | 5130863500 | SP435400120
pcs.E-RB3 | rubber silentblock |  | * | 2.96 |  | KT800200030
pcs.E-TM-25 | spring silentblock |  |  | 55.39 | 5130863700 | SP435200010
pcs.E-TM-50 | spring silentblock |  |  | 58.16 | 5130864200 | SP435200020
pcs.E-TM-75 | spring silentblock |  |  | 61.21 | 5130864300 | SP435200030
pcs.E-TM-100 | spring silentblock |  |  | 63.37 | 5130963500 | SP435200040
pcs.E-TM-125 | spring silentblock |  |  | 70.22 | 5130863800 | SP435200050
Outside louver with extension
WHG 100 | telescope extension | o |  | 40.74 |  | SP487100020
Flanges
IBR 200/40-20 | flange for rectangular duct |  |  | 20.09 |  | PR200100010
IBR 225/50-25 | flange for rectangular duct |  |  | 20.89 |  | PR200100020
IBR 250/50-30 | flange for rectangular duct |  |  | 24.74 |  | PR200100030
IBR 285/60-30 | flange for rectangular duct |  |  | 24.97 |  | PR200100040
IBR 315/60-35 | flange for rectangular duct |  |  | 26.57 |  | PR200100050
IBR 355/70-40 | flange for rectangular duct |  |  | 28.73 |  | PR200100060
IBR 400/80-50 | flange for rectangular duct |  |  | 31.68 |  | PR200100070
IBR 450/100-50 | flange for rectangular duct |  |  | 37.41 |  | PR200100080
JBR 300 | flange | o |  | 37.55 | 5138907200 | PR320100020
JBR 435 | flange | o |  | 45.53 | 5138907300 | PR320100030
JBR 560 | flange | o |  | 52.99 | 5138907400 | PR320100040
JBR 630 | flange | o |  | 61.3 | 5138907500 | PR320100050
JBR 710 | flange | o |  | 79.14 | 5138907600 | PR320100060
JBR 905 | flange | o |  | 104.49 | 5138907700 | PR320100070
JBR 1100 | flange | o |  | 117.49 | 5138907800 | PR320100010
JBR 1250 | flange |  |  | 385.79 | 5138907900 | PR320100080
JBR 300 BR | flange, fireproof |  |  | 37.55 |  | DP121101010
JBR 435 BR | flange, fireproof |  |  | 45.53 |  | DP121101020
JBR 560 BR | flange, fireproof |  |  | 52.99 |  | DP121101030
JBR 630 BR | flange, fireproof |  |  | 61.3 |  | DP121101040
JBR 710 BR | flange, fireproof |  |  | 79.14 |  | DP121101050
JBR 905 BR | flange, fireproof |  |  | 104.49 |  | DP121101060
JBR 1100 BR | flange, fireproof |  |  | 117.49 |  | DP121101070
Condensate drains
VKP 080 | condensate drain |  | * | 11.78 |  | UMA130101129
VKP 100 | condensate drain | o |  | 17.13 |  | UMA130101130
VKP 125 | condensate drain | o | * | 21.22 |  | UMA130101132
VKP 150 | condensate drain | o | * | 29.15 |  | UNR500100150
VKP 160 | condensate drain |  | * | 31.73 |  | UNR500100151
VKP 200 | condensate drain |  | * | 45.86 |  | UNR500100152
DFLK 100 | end cap with condensate drain | o | * | 15.82 |  | UNR700100819
DFLK 125 | end cap with condensate drain | o |  | 16.01 |  | UNR700100809
DFLK 140 | end cap with condensate drain |  | * | 16.38 |  | UNR700100830
DFLK 150 | end cap with condensate drain | o |  | 16.66 |  | UNR700100820
DFLK 160 | end cap with condensate drain | o |  | 16.76 |  | UNR700100810
DFLK 180 | end cap with condensate drain |  | * | 16.9 |  | UNR700100825
DFLK 200 | end cap with condensate drain | o |  | 17.04 |  | UNR700100821
DFLK 225 | end cap with condensate drain |  | * | 17.32 |  | UNR500100676
DFLK 250 | end cap with condensate drain | o |  | 18.59 |  | UNR700100822
DFLK 280 | end cap with condensate drain |  |  | 19.62 |  | UNR700100832
DFLK 315 | end cap with condensate drain | o | * | 20.56 |  | UNR700100823
DFLK 355 | end cap with condensate drain |  |  | 21.03 |  | UNR700100836
DFLK 400 | end cap with condensate drain |  | * | 20.56 |  | UNR700100835
DFLK 500 | end cap with condensate drain |  | * | 26.47 |  | UNR700100815
CHAP. 7.2 ACCESSORIES - DISTRIBUTION ELEMENTS
Round diffusers with adjustable cone DRE-C
DRE-C 100 | round diffuser with adjustable cone |  |  | on request
DRE-C 150 | round diffuser with adjustable cone |  |  | on request
DRE-C 160 | round diffuser with adjustable cone |  |  | on request
DRE-C 200 | round diffuser with adjustable cone |  |  | on request
DRE-C 250 | round diffuser with adjustable cone |  |  | on request
DRE-C 300 | round diffuser with adjustable cone |  |  | 127.06 |  | BR300100060
DRE-C 315 | round diffuser with adjustable cone |  |  | on request
DRE-C 350 | round diffuser with adjustable cone |  |  | on request
DRE-C 400 | round diffuser with adjustable cone |  |  | on request
DRE-C 450 | round diffuser with adjustable cone |  |  | on request
DRE-C 500 | round diffuser with adjustable cone |  |  | on request
DRE-C 630 | round diffuser with adjustable cone |  |  | on request
DRE-C-S 100 | round diffuser with adjustable cone, square plate |  |  | on request
DRE-C-S 150 | round diffuser with adjustable cone, square plate |  |  | 90.73 |  | BR300101020
DRE-C-S 160 | round diffuser with adjustable cone, square plate |  |  | 94.96 |  | BR300101030
DRE-C-S 200 | round diffuser with adjustable cone, square plate |  |  | on request
DRE-C-S 250 | round diffuser with adjustable cone, square plate |  |  | 127.06 |  | BR300101050
DRE-C-S 300 | round diffuser with adjustable cone, square plate |  |  | on request
DRE-C-S 315 | round diffuser with adjustable cone, square plate |  |  | 156.45 |  | BR300101070
DRE-C-TR 160 | round diffuser with adjustable cone and thermoregulation |  |  | 244.22 |  | BR300102030
DRE-C-TR 200 | round diffuser with adjustable cone and thermoregulation |  |  | 262.81 |  | BR300102040
DRE-C-TR 250 | round diffuser with adjustable cone and thermoregulation |  |  | 301.44 |  | BR300102050
DRE-C-TR 315 | round diffuser with adjustable cone and thermoregulation |  |  | on request
DRE-C-TR 350 | round diffuser with adjustable cone and thermoregulation |  |  | on request
DRE-C-TR-S 160 | round diffuser with adjust. cone and thermal regul., square plate |  |  | 293.56 |  | BR300103040
DRE-C-TR-S 200 | round diffuser with adjust. cone and thermal regul., square plate |  |  | on request
DRE-C-TR-S 250 | round diffuser with adjust. cone and thermal regul., square plate |  |  | on request
DRE-C-TR-S 315 | round diffuser with adjust. cone and thermal regul., square plate |  |  | 441.88 |  | BR300103070
DRE-C-SF 100 | back draft shutter for DRE-C |  |  | 24.46 |  | BR300104010
DRE-C-SF 150 | back draft shutter for DRE-C |  |  | 27.83 |  | BR300104020
DRE-C-SF 160 | back draft shutter for DRE-C |  |  | 27.83 |  | BR300104030
DRE-C-SF 200 | back draft shutter for DRE-C |  |  | 29.38 |  | BR300104040
DRE-C-SF 250 | back draft shutter for DRE-C |  |  | 34.12 |  | BR300104050
DRE-C-SF 300 | back draft shutter for DRE-C |  |  | on request
DRE-C-SF 315 | back draft shutter for DRE-C |  |  | 40.41 |  | BR300104070
DRE-C-SF 350 | back draft shutter for DRE-C |  |  | on request
DRE-C-SF 400 | back draft shutter for DRE-C |  |  | 49.47 |  | BR300104090
DRE-C-SF 450 | back draft shutter for DRE-C |  |  | on request
DRE-C-SF 500 | back draft shutter for DRE-C |  |  | on request
DRE-C-SF 630 | back draft shutter for DRE-C |  |  | on request
Round diffusers with cone DRE-CF
DRE-CF 150 | round diffuser with cone |  |  | on request
DRE-CF 200 | round diffuser with cone |  |  | on request
DRE-CF 250 | round diffuser with cone |  |  | on request
DRE-CF 300 | round diffuser with cone |  |  | on request
DRE-CF 350 | round diffuser with cone |  |  | on request
DRE-CF-S 150 | round diffuser with cone, square plate |  |  | 86.93 |  | BR301101010
DRE-CF-S 200 | round diffuser with cone, square plate |  |  | 97.44 |  | BR301101020
DRE-CF-S 250 | round diffuser with cone, square plate |  |  | 108.94 |  | BR301101030
DRE-CF-S 300 | round diffuser with cone, square plate |  |  | 121.2 |  | BR301101040
DRE-CF-S 350 | round diffuser with cone, square plate |  |  | 136.59 |  | BR301101050
DRE-CF-MR 150 | installation ring for DRE-CF |  |  | on request
DRE-CF-MR 200 | installation ring for DRE-CF |  |  | on request
DRE-CF-MR 250 | installation ring for DRE-CF |  |  | on request
DRE-CF-MR 300 | installation ring for DRE-CF |  |  | on request
DRE-CF-MR 350 | installation ring for DRE-CF |  |  | on request
Round anemostats with a swirling effect DRE-E
DRE-E-R 100 | round anemostat with a swirling effect, round plate |  |  | 50.04 |  | BR302110010
DRE-E-R 125 | round anemostat with a swirling effect, round plate |  |  | 51.77 |  | BR302110020
DRE-E-R 160 | round anemostat with a swirling effect, round plate |  |  | 61.68 |  | BR302110030
DRE-E-R 200 | round anemostat with a swirling effect, round plate |  |  | 73.32 |  | BR302110040
DRE-E-R 250 | round anemostat with a swirling effect, round plate |  |  | 90.03 |  | BR302110050
DRE-E-R 315 | round anemostat with a swirling effect, round plate |  |  | 97.73 |  | BR302110060
DRE-E-S 125 | round anemostat with a swirling effect, square plate |  |  | 123.92 |  | BR302111020
DRE-E-S 160 | round anemostat with a swirling effect, square plate |  |  | on request
DRE-E-S 200 | round anemostat with a swirling effect, square plate |  |  | on request
DRE-E-S 250 | round anemostat with a swirling effect, square plate |  |  | 163.02 |  | BR302111050
DRE-E-S 315 | round anemostat with a swirling effect, square plate |  |  | on request
Swirling anemostats DFR-A
DFR-A R 300x8 | swirling anemostat, round plate |  |  | 36.75 |  | BR200200010
DFR-A R 400x16 | swirling anemostat, round plate |  |  | 52.38 |  | BR200200030
DFR-A R 500x16 | swirling anemostat, round plate |  |  | 63.7 |  | BR200200050
DFR-A R 600x16 | swirling anemostat, round plate |  |  | 73.6 |  | BR200200110
DFR-A R 625x16 | swirling anemostat, round plate |  |  | 73.51 |  | BR200200070
DFR-A R 500x24 | swirling anemostat, round plate |  |  | 74.96 |  | BR200200130
DFR-A R 600x24 | swirling anemostat, round plate |  |  | 94.77 |  | BR200200170
DFR-A R 625x24 | swirling anemostat, round plate |  |  | 80.59 |  | BR200200090
DFR-A R 600x48 | swirling anemostat, round plate |  |  | 89.14 |  | BR200200150
DFR-A R 625x54 | swirling anemostat, round plate |  |  | 108.85 |  | BR200200190
DFR-A R 800x72 | swirling anemostat, round plate |  |  | 161.19 |  | BR200200210
DFR-A R 825x72 | swirling anemostat, round plate |  |  | 164.14 |  | BR200200230
DFR-A S 300x8 | swirling anemostat, square plate | o |  | 39.9 |  | BR200100010
DFR-A S 400x16 | swirling anemostat, square plate | o |  | 49.38 |  | BR200100030
DFR-A S 500x16 | swirling anemostat, square plate |  |  | 61.07 |  | BR200100050
DFR-A S 600x16 | swirling anemostat, square plate | o |  | 70.08 |  | BR200100110
DFR-A S 625x16 | swirling anemostat, square plate | o |  | 72.52 |  | BR200100070
DFR-A S 500x24 | swirling anemostat, square plate | o |  | 73.04 |  | BR200100130
DFR-A S 600x24 | swirling anemostat, square plate | o |  | 89.23 |  | BR200100170
DFR-A S 625x24 | swirling anemostat, square plate |  |  | 72.1 |  | BR200100090
DFR-A S 600x48 | swirling anemostat, square plate |  |  | 79.19 |  | BR200100150
DFR-A S 625x54 | swirling anemostat, square plate |  |  | 100.5 |  | BR200100190
DFR-A S 800x72 | swirling anemostat, square plate |  |  | 149.22 |  | BR200100210
DFR-A S 825x72 | swirling anemostat, square plate |  |  | 152.13 |  | BR200100230
Swirling anemostats DFR-B
DFR-B 310 RR | swirling anemostat, round plate |  |  | 40.23 |  | BR201200010
DFR-B 400 RR | swirling anemostat, round plate |  |  | 58.86 |  | BR201200030
DFR-B 500 RR | swirling anemostat, round plate |  |  | 80.55 |  | BR201200050
DFR-B 600 RR | swirling anemostat, round plate |  |  | 92.89 |  | BR201200070
DFR-B 625 RR | swirling anemostat, round plate |  |  | on request
DFR-B 800 RR | swirling anemostat, round plate |  |  | on request
DFR-B 310 SR | swirling anemostat, square plate |  |  | 35.67 |  | BR201100010
DFR-B 400 SR | swirling anemostat, square plate |  |  | 52.62 |  | BR201100030
DFR-B 500 SR | swirling anemostat, square plate |  |  | 71.21 |  | BR201100050
DFR-B 600 SR | swirling anemostat, square plate |  |  | 83.64 |  | BR201100070
DFR-B 625 SR | swirling anemostat, square plate |  |  | 91.34 |  | BR201100090
DFR-B 800 SR | swirling anemostat, square plate |  |  | 151.71 |  | BR201100110
DFR-B 310 SS | swirling anemostat, square plate |  |  | 41.82 |  | BR201300010
DFR-B 400 SS | swirling anemostat, square plate |  |  | 60.41 |  | BR201300030
DFR-B 500 SS | swirling anemostat, square plate |  |  | on request
DFR-B 600 SS | swirling anemostat, square plate |  |  | 94.49 |  | BR201300070
DFR-B 625 SS | swirling anemostat, square plate |  |  | on request
DFR-B 800 SS | swirling anemostat, square plate |  |  | 173.44 |  | BR201300110
Swirling anemostats DFR-C
DFR-C 600 SR | swirling anemostat, square plate |  |  | 79.37 |  | BR201600030
DFR-C 600 SS | swirling anemostat, square plate |  |  | 105.19 |  | BR201600010
Swirling anemostats with fixed lamellas DFR-E
DFR-E 600 R | swirling anemostat with fixed lamellas (round plate) |  |  | 87.02 |  | BR303101010
DFR-E 625 R | swirling anemostat with fixed lamellas (round plate) |  |  | on request
DFR-E 600 S | swirling anemostat with fixed lamellas (square plate) | o |  | 71.39 |  | BR303100010
DFR-E 625 S | swirling anemostat with fixed lamellas (square plate) |  |  | 77.78 |  | BR303100020
DFR-E 600 RR | swirling anemostat with fixed lamellas (round plate) |  |  | on request
DFR-E 625 RR | swirling anemostat with fixed lamellas (round plate) |  |  | on request
DFR-E 600 SS | swirling anemostat with fixed lamellas (square plate) |  |  | 71.39 |  | BR303102010
DFR-E 625 SS | swirling anemostat with fixed lamellas (square plate) |  |  | on request
Swirling anemostats adjustable nozzles DFR-N
DFR-N 600 SR | swirling anemostat adjustable nozzles |  |  | on request
DFR-N 600 SS | swirling anemostat adjustable nozzles |  |  | on request
Swirling anemostats with fixed lamellas DFR-U
DFR-U 150×150 S1 | swirling anemostat with fixed lamellas |  |  | 56.61 |  | BR306101010
DFR-U 150×150 S2 | swirling anemostat with fixed lamellas |  |  | on request
DFR-U 150×150 S3 | swirling anemostat with fixed lamellas |  |  | on request
DFR-U 150×150 S4 | swirling anemostat with fixed lamellas |  |  | on request
DFR-U 150×150 S5 | swirling anemostat with fixed lamellas |  |  | on request
DFR-U 225×150 S6 | swirling anemostat with fixed lamellas |  |  | on request
DFR-U 225×150 S7 | swirling anemostat with fixed lamellas |  |  | on request
DFR-U 225×150 S8 | swirling anemostat with fixed lamellas |  |  | on request
DFR-U 225×150 S9 | swirling anemostat with fixed lamellas |  |  | on request
DFR-U 225×150 S10 | swirling anemostat with fixed lamellas |  |  | on request
DFR-U 225×150 S11 | swirling anemostat with fixed lamellas |  |  | on request
DFR-U 225×150 S12 | swirling anemostat with fixed lamellas |  |  | on request
DFR-U 225×150 S13 | swirling anemostat with fixed lamellas |  |  | on request
DFR-U 225×225 S1 | swirling anemostat with fixed lamellas |  |  | 60.08 |  | BR306101020
DFR-U 225×225 S2 | swirling anemostat with fixed lamellas |  |  | on request
DFR-U 225×225 S3 | swirling anemostat with fixed lamellas |  |  | on request
DFR-U 225×225 S4 | swirling anemostat with fixed lamellas |  |  | on request
DFR-U 225×225 S5 | swirling anemostat with fixed lamellas |  |  | on request
DFR-U 300×150 S6 | swirling anemostat with fixed lamellas |  |  | on request
DFR-U 300×150 S7 | swirling anemostat with fixed lamellas |  |  | on request
DFR-U 300×150 S8 | swirling anemostat with fixed lamellas |  |  | on request
DFR-U 300×150 S9 | swirling anemostat with fixed lamellas |  |  | on request
DFR-U 300×150 S10 | swirling anemostat with fixed lamellas |  |  | on request
DFR-U 300×150 S11 | swirling anemostat with fixed lamellas |  |  | on request
DFR-U 300×150 S12 | swirling anemostat with fixed lamellas |  |  | on request
DFR-U 300×150 S13 | swirling anemostat with fixed lamellas |  |  | on request
DFR-U 300×225 S6 | swirling anemostat with fixed lamellas |  |  | on request
DFR-U 300×225 S7 | swirling anemostat with fixed lamellas |  |  | on request
DFR-U 300×225 S8 | swirling anemostat with fixed lamellas |  |  | on request
DFR-U 300×225 S9 | swirling anemostat with fixed lamellas |  |  | on request
DFR-U 300×225 S10 | swirling anemostat with fixed lamellas |  |  | on request
DFR-U 300×225 S11 | swirling anemostat with fixed lamellas |  |  | on request
DFR-U 300×225 S12 | swirling anemostat with fixed lamellas |  |  | on request
DFR-U 300×225 S13 | swirling anemostat with fixed lamellas |  |  | on request
DFR-U 300×300 S1 | swirling anemostat with fixed lamellas |  |  | 73.04 |  | BR306101030
DFR-U 300×300 S2 | swirling anemostat with fixed lamellas |  |  | on request
DFR-U 300×300 S3 | swirling anemostat with fixed lamellas |  |  | on request
DFR-U 300×300 S4 | swirling anemostat with fixed lamellas |  |  | on request
DFR-U 300×300 S5 | swirling anemostat with fixed lamellas |  |  | on request
DFR-U 375×150 S6 | swirling anemostat with fixed lamellas |  |  | on request
DFR-U 375×150 S7 | swirling anemostat with fixed lamellas |  |  | on request
DFR-U 375×150 S8 | swirling anemostat with fixed lamellas |  |  | on request
DFR-U 375×150 S9 | swirling anemostat with fixed lamellas |  |  | on request
DFR-U 375×150 S10 | swirling anemostat with fixed lamellas |  |  | on request
DFR-U 375×150 S11 | swirling anemostat with fixed lamellas |  |  | on request
DFR-U 375×150 S12 | swirling anemostat with fixed lamellas |  |  | on request
DFR-U 375×150 S13 | swirling anemostat with fixed lamellas |  |  | on request
DFR-U 375×225 S6 | swirling anemostat with fixed lamellas |  |  | on request
DFR-U 375×225 S7 | swirling anemostat with fixed lamellas |  |  | on request
DFR-U 375×225 S8 | swirling anemostat with fixed lamellas |  |  | on request
DFR-U 375×225 S9 | swirling anemostat with fixed lamellas |  |  | on request
DFR-U 375×225 S10 | swirling anemostat with fixed lamellas |  |  | on request
DFR-U 375×225 S11 | swirling anemostat with fixed lamellas |  |  | on request
DFR-U 375×225 S12 | swirling anemostat with fixed lamellas |  |  | on request
DFR-U 375×225 S13 | swirling anemostat with fixed lamellas |  |  | on request
DFR-U 375×300 S6 | swirling anemostat with fixed lamellas |  |  | on request
DFR-U 375×300 S7 | swirling anemostat with fixed lamellas |  |  | on request
DFR-U 375×300 S8 | swirling anemostat with fixed lamellas |  |  | on request
DFR-U 375×300 S9 | swirling anemostat with fixed lamellas |  |  | on request
DFR-U 375×300 S10 | swirling anemostat with fixed lamellas |  |  | on request
DFR-U 375×300 S11 | swirling anemostat with fixed lamellas |  |  | on request
DFR-U 375×300 S12 | swirling anemostat with fixed lamellas |  |  | on request
DFR-U 375×300 S13 | swirling anemostat with fixed lamellas |  |  | on request
DFR-U 375×375 S1 | swirling anemostat with fixed lamellas |  |  | 88.01 |  | BR306101040
DFR-U 375×375 S2 | swirling anemostat with fixed lamellas |  |  | on request
DFR-U 375×375 S3 | swirling anemostat with fixed lamellas |  |  | on request
DFR-U 375×375 S4 | swirling anemostat with fixed lamellas |  |  | on request
DFR-U 375×375 S5 | swirling anemostat with fixed lamellas |  |  | on request
DFR-U 450×225 S6 | swirling anemostat with fixed lamellas |  |  | on request
DFR-U 450×225 S7 | swirling anemostat with fixed lamellas |  |  | on request
DFR-U 450×225 S8 | swirling anemostat with fixed lamellas |  |  | on request
DFR-U 450×225 S9 | swirling anemostat with fixed lamellas |  |  | on request
DFR-U 450×225 S10 | swirling anemostat with fixed lamellas |  |  | on request
DFR-U 450×225 S11 | swirling anemostat with fixed lamellas |  |  | on request
DFR-U 450×225 S12 | swirling anemostat with fixed lamellas |  |  | on request
DFR-U 450×225 S13 | swirling anemostat with fixed lamellas |  |  | on request
DFR-U 450×300 S6 | swirling anemostat with fixed lamellas |  |  | on request
DFR-U 450×300 S7 | swirling anemostat with fixed lamellas |  |  | on request
DFR-U 450×300 S8 | swirling anemostat with fixed lamellas |  |  | on request
DFR-U 450×300 S9 | swirling anemostat with fixed lamellas |  |  | on request
DFR-U 450×300 S10 | swirling anemostat with fixed lamellas |  |  | on request
DFR-U 450×300 S11 | swirling anemostat with fixed lamellas |  |  | on request
DFR-U 450×300 S12 | swirling anemostat with fixed lamellas |  |  | on request
DFR-U 450×300 S13 | swirling anemostat with fixed lamellas |  |  | on request
DFR-U 450×375 S6 | swirling anemostat with fixed lamellas |  |  | on request
DFR-U 450×375 S7 | swirling anemostat with fixed lamellas |  |  | on request
DFR-U 450×375 S8 | swirling anemostat with fixed lamellas |  |  | on request
DFR-U 450×375 S9 | swirling anemostat with fixed lamellas |  |  | on request
DFR-U 450×375 S10 | swirling anemostat with fixed lamellas |  |  | on request
DFR-U 450×375 S11 | swirling anemostat with fixed lamellas |  |  | on request
DFR-U 450×375 S12 | swirling anemostat with fixed lamellas |  |  | on request
DFR-U 450×375 S13 | swirling anemostat with fixed lamellas |  |  | on request
DFR-U 450×450 S1 | swirling anemostat with fixed lamellas |  |  | 106.6 |  | BR306101050
DFR-U 450×450 S2 | swirling anemostat with fixed lamellas |  |  | on request
DFR-U 450×450 S3 | swirling anemostat with fixed lamellas |  |  | on request
DFR-U 450×450 S4 | swirling anemostat with fixed lamellas |  |  | on request
DFR-U 450×450 S5 | swirling anemostat with fixed lamellas |  |  | on request
DFR-U 525×225 S6 | swirling anemostat with fixed lamellas |  |  | 95 |  | BR306106070
DFR-U 525×225 S7 | swirling anemostat with fixed lamellas |  |  | on request
DFR-U 525×225 S8 | swirling anemostat with fixed lamellas |  |  | on request
DFR-U 525×225 S9 | swirling anemostat with fixed lamellas |  |  | on request
DFR-U 525×225 S10 | swirling anemostat with fixed lamellas |  |  | on request
DFR-U 525×225 S11 | swirling anemostat with fixed lamellas |  |  | on request
DFR-U 525×225 S12 | swirling anemostat with fixed lamellas |  |  | on request
DFR-U 525×225 S13 | swirling anemostat with fixed lamellas |  |  | on request
DFR-U 525×300 S6 | swirling anemostat with fixed lamellas |  |  | 113.54 |  | BR306106100
DFR-U 525×300 S7 | swirling anemostat with fixed lamellas |  |  | on request
DFR-U 525×300 S8 | swirling anemostat with fixed lamellas |  |  | on request
DFR-U 525×300 S9 | swirling anemostat with fixed lamellas |  |  | on request
DFR-U 525×300 S10 | swirling anemostat with fixed lamellas |  |  | on request
DFR-U 525×300 S11 | swirling anemostat with fixed lamellas |  |  | on request
DFR-U 525×300 S12 | swirling anemostat with fixed lamellas |  |  | on request
DFR-U 525×300 S13 | swirling anemostat with fixed lamellas |  |  | on request
DFR-U 525×525 S1 | swirling anemostat with fixed lamellas |  |  | 133.82 |  | BR306101060
DFR-U 525×525 S2 | swirling anemostat with fixed lamellas |  |  | on request
DFR-U 525×525 S3 | swirling anemostat with fixed lamellas |  |  | on request
DFR-U 525×525 S4 | swirling anemostat with fixed lamellas |  |  | on request
DFR-U 525×525 S5 | swirling anemostat with fixed lamellas |  |  | on request
DFR-U 600×300 S6 | swirling anemostat with fixed lamellas |  |  | on request
DFR-U 600×300 S7 | swirling anemostat with fixed lamellas |  |  | on request
DFR-U 600×300 S8 | swirling anemostat with fixed lamellas |  |  | on request
DFR-U 600×300 S9 | swirling anemostat with fixed lamellas |  |  | on request
DFR-U 600×300 S10 | swirling anemostat with fixed lamellas |  |  | on request
DFR-U 600×300 S11 | swirling anemostat with fixed lamellas |  |  | on request
DFR-U 600×300 S12 | swirling anemostat with fixed lamellas |  |  | on request
DFR-U 600×300 S13 | swirling anemostat with fixed lamellas |  |  | on request
DFR-U 600×375 S6 | swirling anemostat with fixed lamellas |  |  | on request
DFR-U 600×375 S7 | swirling anemostat with fixed lamellas |  |  | on request
DFR-U 600×375 S8 | swirling anemostat with fixed lamellas |  |  | on request
DFR-U 600×375 S9 | swirling anemostat with fixed lamellas |  |  | on request
DFR-U 600×375 S10 | swirling anemostat with fixed lamellas |  |  | on request
DFR-U 600×375 S11 | swirling anemostat with fixed lamellas |  |  | on request
DFR-U 600×375 S12 | swirling anemostat with fixed lamellas |  |  | on request
DFR-U 600×375 S13 | swirling anemostat with fixed lamellas |  |  | on request
DFR-U 600×450 S6 | swirling anemostat with fixed lamellas |  |  | on request
DFR-U 600×450 S7 | swirling anemostat with fixed lamellas |  |  | on request
DFR-U 600×450 S8 | swirling anemostat with fixed lamellas |  |  | on request
DFR-U 600×450 S9 | swirling anemostat with fixed lamellas |  |  | on request
DFR-U 600×450 S10 | swirling anemostat with fixed lamellas |  |  | on request
DFR-U 600×450 S11 | swirling anemostat with fixed lamellas |  |  | on request
DFR-U 600×450 S12 | swirling anemostat with fixed lamellas |  |  | on request
DFR-U 600×450 S13 | swirling anemostat with fixed lamellas |  |  | on request
DFR-U 600×600 S1 | swirling anemostat with fixed lamellas |  |  | 151.71 |  | BR306101070
DFR-U 600×600 S2 | swirling anemostat with fixed lamellas |  |  | on request
DFR-U 600×600 S3 | swirling anemostat with fixed lamellas |  |  | on request
DFR-U 600×600 S4 | swirling anemostat with fixed lamellas |  |  | on request
DFR-U 600×600 S5 | swirling anemostat with fixed lamellas |  |  | on request
DFR-U-R1 150×150 | regulation damper for swirling anemostat DFR-U |  |  | 11.83 |  | BR306120010
DFR-U-R1 225×150 | regulation damper for swirling anemostat DFR-U |  |  | on request
DFR-U-R1 225×225 | regulation damper for swirling anemostat DFR-U |  |  | 14.41 |  | BR306120020
DFR-U-R1 300×150 | regulation damper for swirling anemostat DFR-U |  |  | 14.36 |  | BR306120120
DFR-U-R1 300×225 | regulation damper for swirling anemostat DFR-U |  |  | 16.05 |  | BR306120140
DFR-U-R1 300×300 | regulation damper for swirling anemostat DFR-U |  |  | 21.87 |  | BR306120030
DFR-U-R1 375×150 | regulation damper for swirling anemostat DFR-U |  |  | on request
DFR-U-R1 375×225 | regulation damper for swirling anemostat DFR-U |  |  | on request
DFR-U-R1 375×300 | regulation damper for swirling anemostat DFR-U |  |  | on request
DFR-U-R1 375×375 | regulation damper for swirling anemostat DFR-U |  |  | 26.99 |  | BR306120040
DFR-U-R1 450×225 | regulation damper for swirling anemostat DFR-U |  |  | on request
DFR-U-R1 450×300 | regulation damper for swirling anemostat DFR-U |  |  | on request
DFR-U-R1 450×375 | regulation damper for swirling anemostat DFR-U |  |  | on request
DFR-U-R1 450×450 | regulation damper for swirling anemostat DFR-U |  |  | 33.7 |  | BR306120050
DFR-U-R1 525×225 | regulation damper for swirling anemostat DFR-U |  |  | on request
DFR-U-R1 525×300 | regulation damper for swirling anemostat DFR-U |  |  | on request
DFR-U-R1 525×525 | regulation damper for swirling anemostat DFR-U |  |  | on request
DFR-U-R1 600×300 | regulation damper for swirling anemostat DFR-U |  |  | on request
DFR-U-R1 600×375 | regulation damper for swirling anemostat DFR-U |  |  | on request
DFR-U-R1 600×450 | regulation damper for swirling anemostat DFR-U |  |  | on request
DFR-U-R1 600×600 | regulation damper for swirling anemostat DFR-U |  |  | 53.84 |  | BR306120070
Swirling anemostats with adjustable lamellas DRE-G
DRE-G 200 | swirling anemostat with adjustable lamellas |  |  | 208.41 |  | BR307100010
DRE-G 250 | swirling anemostat with adjustable lamellas |  |  | on request
DRE-G 315 | swirling anemostat with adjustable lamellas |  |  | 257.08 |  | BR307100030
DRE-G 400 | swirling anemostat with adjustable lamellas |  |  | 324.49 |  | BR307100040
DRE-G 500 | swirling anemostat with adjustable lamellas |  |  | 401.28 |  | BR307100050
DRE-G 630 | swirling anemostat with adjustable lamellas |  |  | 528.2 |  | BR307100060
DRE-G-E 200 | swirling anemostat with adjust. lamellas and perforated sheet |  |  | 217.8 |  | BR307100110
DRE-G-E 250 | swirling anemostat with adjust. lamellas and perforated sheet |  |  | on request
DRE-G-E 315 | swirling anemostat with adjust. lamellas and perforated sheet |  |  | 269.66 |  | BR307100130
DRE-G-E 400 | swirling anemostat with adjust. lamellas and perforated sheet |  |  | on request
DRE-G-E 500 | swirling anemostat with adjust. lamellas and perforated sheet |  |  | on request
DRE-G-E 630 | swirling anemostat with adjust. lamellas and perforated sheet |  |  | on request
DRE-G-E-M 200 | swirling anem. with adjust. lamellas and perfor. sheet, actuator |  |  | on request
DRE-G-E-M 250 | swirling anem. with adjust. lamellas and perfor. sheet, actuator |  |  | 253.94 |  | BR307100220
DRE-G-E-M 315 | swirling anem. with adjust. lamellas and perfor. sheet, actuator |  |  | 286.89 |  | BR307100230
DRE-G-E-M 400 | swirling anem. with adjust. lamellas and perfor. sheet, actuator |  |  | on request
DRE-G-E-M 500 | swirling anem. with adjust. lamellas and perfor. sheet, actuator |  |  | 438.88 |  | BR307100250
DRE-G-E-M 630 | swirling anem. with adjust. lamellas and perfor. sheet, actuator |  |  | on request
DRE-G-E-S 200 | swirl. anem. with adjust. lamellas and perfor. sheet, sq. plate |  |  | on request
DRE-G-E-S 250 | swirl. anem. with adjust. lamellas and perfor. sheet, sq. plate |  |  | on request
DRE-G-E-S 315 | swirl. anem. with adjust. lamellas and perfor. sheet, sq. plate |  |  | 380.44 |  | BR307100330
Diffusers with thermoregulation DRE-G-TR
DRE-G-TR 200 | swirling diffusers with thermoregulation |  |  | on request
DRE-G-TR 250 | swirling diffusers with thermoregulation | o |  | 374.48 |  | BR308100020
DRE-G-TR 315 | swirling diffusers with thermoregulation |  |  | 403.91 |  | BR308100030
DRE-G-TR 400 | swirling diffusers with thermoregulation |  |  | 462.53 |  | BR308100040
DRE-G-TR 500 | swirling diffusers with thermoregulation |  |  | on request
DRE-G-TR 630 | swirling diffusers with thermoregulation |  |  | on request
DRE-G-TR-E 200 | swirling diffusers with thermoregulation and perforated sheet |  |  | on request
DRE-G-TR-E 250 | swirling diffusers with thermoregulation and perforated sheet |  |  | 387.24 |  | BR308100120
DRE-G-TR-E 315 | swirling diffusers with thermoregulation and perforated sheet |  |  | on request
DRE-G-TR-E 400 | swirling diffusers with thermoregulation and perforated sheet |  |  | 480.84 |  | BR308100140
DRE-G-TR-E 500 | swirling diffusers with thermoregulation and perforated sheet |  |  | on request
DRE-G-TR-E 630 | swirling diffusers with thermoregulation and perforated sheet |  |  | 676.48 |  | BR308100160
DRE-G-TR-S 200 | swirling diffusers with thermoregulation, square plate |  |  | on request
DRE-G-TR-S 250 | swirling diffusers with thermoregulation, square plate |  |  | on request
DRE-G-TR-S 315 | swirling diffusers with thermoregulation, square plate |  |  | on request
Diffusers with thermoregulation DF-TR
DF-TR-R | swirling diffusers with thermoregulation |  |  | on request |  | KO113100030
DF-TR-R-PD | swirling diffusers with thermoregulation and non insulated box |  |  | on request |  | KO113100010
DF-TR-R-PDA | swirling diffusers with thermoregulation and insulated box |  |  | on request |  | KO113100020
DF-TR-V | swirling diffusers with thermoregulation |  |  | on request |  | KO113100060
DF-TR-V-PD | swirling diffusers with thermoregulation and non insulated box |  |  | on request |  | KO113100040
DF-TR-V-PDA | swirling diffusers with thermoregulation and insulated box |  |  | on request |  | KO113100050
Supply jet diffusers KHD
KHD 200 | supply jet diffuser |  |  | 246.29 |  | AB170100010
KHD 250 | supply jet diffuser |  |  | 296.7 |  | AB170100020
KHD 315 | supply jet diffuser |  |  | 329.42 |  | AB170100030
KHD 400 | supply jet diffuser |  |  | 368.84 |  | AB170100040
KHD 500 | supply jet diffuser |  |  | 445.64 |  | AB170100050
Plastic diffusers BDOP, BDOP LITE
BDOP 80 | plastic diffuser | o |  | 26.43 | 5209185400 | SP476100010
BDOP 100 | plastic diffuser | o |  | 28.26 | 5209225800 | SP476100015
BDOP 125 | plastic diffuser | o |  | 30.84 | 5209185500 | SP476100020
BDOP 160 | plastic diffuser | o |  | 57.31 | 5209220500 | SP476100030
BDOP 200 | plastic diffuser | o |  | 72.47 | 5209220600 | SP476100040
BDOP 80 LITE | plastic diffuser |  |  | 11.83 |  | VI101100010
BDOP 100 LITE | plastic diffuser |  |  | 14.32 |  | VI101100020
BDOP 125 LITE | plastic diffuser |  |  | 15.4 |  | VI101100030
BDOP 160 LITE | plastic diffuser |  |  | 29.29 |  | VI101100040
BDOP 80 LITE deflektor | deflektor for diffuser BDOP LITE |  |  | 1.78 |  | VI101100015
BDOP 100 LITE deflektor | deflektor for diffuser BDOP LITE |  |  | 2.21 |  | VI101100025
BDOP 125 LITE deflektor | deflektor for diffuser BDOP LITE |  |  | 2.82 |  | VI101100035
BDOP 160 LITE deflektor | deflektor for diffuser BDOP LITE |  |  | 3.76 |  | VI101100045
Plastic diffusers WDZA
WDZA 100 | plastic diffuser | o |  | 33.75 |  | WG301100010
WDZA 125 | plastic diffuser | o |  | 42.06 |  | WG301100040
WDZA-F 100 | plastic diffuser with filter M5 | o |  | 48.86 |  | WG301100020
WDZA-F 125 | plastic diffuser with filter M6 | o |  | 57.22 |  | WG301100050
WDZA-Al 100 | plastic diffuser with coarse filter |  |  | 81.58 |  | WG301100030
WDZA-Al 125 | plastic diffuser with coarse filter | o |  | 89.93 |  | WG301100060
Plenum boxes PBF
PBF-V 400x75 | plenum box with vertical connection |  |  | 65.71 |  | BR170113010
PBFI-V 400x75 | insulated plenum box with vertical connection |  |  | on request
PBF-H 400x75 | plenum box with horizontal connection |  |  | on request
PBFI-H 400x75 | insulated plenum box with horizontal connection |  |  | on request
PBF-V 500x75 | plenum box with vertical connection |  |  | on request
PBFI-V 500x75 | insulated plenum box with vertical connection |  |  | on request
PBF-H 500x75 | plenum box with horizontal connection |  |  | on request
PBFI-H 500x75 | insulated plenum box with horizontal connection |  |  | on request
PBF-V 600x75 | plenum box with vertical connection |  |  | on request
PBFI-V 600x75 | insulated plenum box with vertical connection |  |  | on request
PBF-H 600x75 | plenum box with horizontal connection |  |  | on request
PBFI-H 600x75 | insulated plenum box with horizontal connection |  |  | on request
PBF-V 800x75 | plenum box with vertical connection |  |  | on request
PBFI-V 800x75 | insulated plenum box with vertical connection |  |  | on request
PBF-H 800x75 | plenum box with horizontal connection |  |  | on request
PBFI-H 800x75 | insulated plenum box with horizontal connection |  |  | on request
PBF-V 1000x75 | plenum box with vertical connection |  |  | on request
PBFI-V 1000x75 | insulated plenum box with vertical connection |  |  | on request
PBF-H 1000x75 | plenum box with horizontal connection |  |  | on request
PBFI-H 1000x75 | insulated plenum box with horizontal connection |  |  | on request
PBF-V 1200x75 | plenum box with vertical connection |  |  | on request
PBFI-V 1200x75 | insulated plenum box with vertical connection |  |  | on request
PBF-H 1200x75 | plenum box with horizontal connection |  |  | on request
PBFI-H 1200x75 | insulated plenum box with horizontal connection |  |  | on request
PBF-V 200x100 | plenum box with vertical connection |  |  | on request
PBFI-V 200x100 | insulated plenum box with vertical connection |  |  | on request
PBF-H 200x100 | plenum box with horizontal connection |  |  | on request
PBFI-H 200x100 | insulated plenum box with horizontal connection |  |  | 68.25 |  | BR170116070
PBF-V 300x100 | plenum box with vertical connection |  |  | on request
PBFI-V 300x100 | insulated plenum box with vertical connection |  |  | on request
PBF-H 300x100 | plenum box with horizontal connection |  |  | on request
PBFI-H 300x100 | insulated plenum box with horizontal connection |  |  | on request
PBF-V 400x100 | plenum box with vertical connection |  |  | on request
PBFI-V 400x100 | insulated plenum box with vertical connection |  |  | on request
PBF-H 400x100 | plenum box with horizontal connection |  |  | on request
PBFI-H 400x100 | insulated plenum box with horizontal connection |  |  | 81.96 |  | BR170116090
PBF-V 500x100 | plenum box with vertical connection |  |  | on request
PBFI-V 500x100 | insulated plenum box with vertical connection |  |  | on request
PBF-H 500x100 | plenum box with horizontal connection |  |  | on request
PBFI-H 500x100 | insulated plenum box with horizontal connection |  |  | on request
PBF-V 600x100 | plenum box with vertical connection |  |  | on request
PBFI-V 600x100 | insulated plenum box with vertical connection |  |  | on request
PBF-H 600x100 | plenum box with horizontal connection |  |  | on request
PBFI-H 600x100 | insulated plenum box with horizontal connection |  |  | on request
PBF-V 800x100 | plenum box with vertical connection |  |  | on request
PBFI-V 800x100 | insulated plenum box with vertical connection |  |  | on request
PBF-H 800x100 | plenum box with horizontal connection |  |  | on request
PBFI-H 800x100 | insulated plenum box with horizontal connection |  |  | on request
PBF-V 1000x100 | plenum box with vertical connection |  |  | on request
PBFI-V 1000x100 | insulated plenum box with vertical connection |  |  | on request
PBF-H 1000x100 | plenum box with horizontal connection |  |  | on request
PBFI-H 1000x100 | insulated plenum box with horizontal connection |  |  | on request
PBF-V 1200x100 | plenum box with vertical connection |  |  | on request
PBFI-V 1200x100 | insulated plenum box with vertical connection |  |  | on request
PBF-H 1200x100 | plenum box with horizontal connection |  |  | on request
PBFI-H 1200x100 | insulated plenum box with horizontal connection |  |  | on request
PBF-V 300x125 | plenum box with vertical connection |  |  | on request
PBFI-V 300x125 | insulated plenum box with vertical connection |  |  | on request
PBF-H 300x125 | plenum box with horizontal connection |  |  | on request
PBFI-H 300x125 | insulated plenum box with horizontal connection |  |  | on request
PBF-V 400x125 | plenum box with vertical connection |  |  | on request
PBFI-V 400x125 | insulated plenum box with vertical connection |  |  | on request
PBF-H 400x125 | plenum box with horizontal connection |  |  | on request
PBFI-H 400x125 | insulated plenum box with horizontal connection |  |  | on request
PBF-V 500x125 | plenum box with vertical connection |  |  | on request
PBFI-V 500x125 | insulated plenum box with vertical connection |  |  | on request
PBF-H 500x125 | plenum box with horizontal connection |  |  | on request
PBFI-H 500x125 | insulated plenum box with horizontal connection |  |  | on request
PBF-V 600x125 | plenum box with vertical connection |  |  | on request
PBFI-V 600x125 | insulated plenum box with vertical connection |  |  | on request
PBF-H 600x125 | plenum box with horizontal connection |  |  | on request
PBFI-H 600x125 | insulated plenum box with horizontal connection |  |  | on request
PBF-V 800x125 | plenum box with vertical connection |  |  | on request
PBFI-V 800x125 | insulated plenum box with vertical connection |  |  | on request
PBF-H 800x125 | plenum box with horizontal connection |  |  | on request
PBFI-H 800x125 | insulated plenum box with horizontal connection |  |  | on request
PBF-V 1000x125 | plenum box with vertical connection |  |  | on request
PBFI-V 1000x125 | insulated plenum box with vertical connection |  |  | on request
PBF-H 1000x125 | plenum box with horizontal connection |  |  | on request
PBFI-H 1000x125 | insulated plenum box with horizontal connection |  |  | on request
PBF-V 1200x125 | plenum box with vertical connection |  |  | on request
PBFI-V 1200x125 | insulated plenum box with vertical connection |  |  | on request
PBF-H 1200x125 | plenum box with horizontal connection |  |  | on request
PBFI-H 1200x125 | insulated plenum box with horizontal connection |  |  | on request
PBF-V 300x150 | plenum box with vertical connection |  |  | on request
PBFI-V 300x150 | insulated plenum box with vertical connection |  |  | on request
PBF-H 300x150 | plenum box with horizontal connection |  |  | on request
PBFI-H 300x150 | insulated plenum box with horizontal connection |  |  | on request
PBF-V 400x150 | plenum box with vertical connection |  |  | on request
PBFI-V 400x150 | insulated plenum box with vertical connection |  |  | on request
PBF-H 400x150 | plenum box with horizontal connection |  |  | on request
PBFI-H 400x150 | insulated plenum box with horizontal connection |  |  | on request
PBF-V 500x150 | plenum box with vertical connection |  |  | on request
PBFI-V 500x150 | insulated plenum box with vertical connection |  |  | on request
PBF-H 500x150 | plenum box with horizontal connection |  |  | on request
PBFI-H 500x150 | insulated plenum box with horizontal connection |  |  | on request
PBF-V 600x150 | plenum box with vertical connection |  |  | on request
PBFI-V 600x150 | insulated plenum box with vertical connection |  |  | on request
PBF-H 600x150 | plenum box with horizontal connection |  |  | on request
PBFI-H 600x150 | insulated plenum box with horizontal connection |  |  | on request
PBF-V 800x150 | plenum box with vertical connection |  |  | on request
PBFI-V 800x150 | insulated plenum box with vertical connection |  |  | on request
PBF-H 800x150 | plenum box with horizontal connection |  |  | on request
PBFI-H 800x150 | insulated plenum box with horizontal connection |  |  | on request
PBF-V 1000x150 | plenum box with vertical connection |  |  | on request
PBFI-V 1000x150 | insulated plenum box with vertical connection |  |  | on request
PBF-H 1000x150 | plenum box with horizontal connection |  |  | on request
PBFI-H 1000x150 | insulated plenum box with horizontal connection |  |  | on request
PBF-V 1200x150 | plenum box with vertical connection |  |  | on request
PBFI-V 1200x150 | insulated plenum box with vertical connection |  |  | on request
PBF-H 1200x150 | plenum box with horizontal connection |  |  | on request
PBFI-H 1200x150 | insulated plenum box with horizontal connection |  |  | on request
PBF-V 300x200 | plenum box with vertical connection |  |  | on request
PBFI-V 300x200 | insulated plenum box with vertical connection |  |  | on request
PBF-H 300x200 | plenum box with horizontal connection |  |  | 58.49 |  | BR170115290
PBFI-H 300x200 | insulated plenum box with horizontal connection |  |  | on request
PBF-V 400x200 | plenum box with vertical connection |  |  | on request
PBFI-V 400x200 | insulated plenum box with vertical connection |  |  | on request
PBF-H 400x200 | plenum box with horizontal connection |  |  | on request
PBFI-H 400x200 | insulated plenum box with horizontal connection |  |  | on request
PBF-V 500x200 | plenum box with vertical connection |  |  | on request
PBFI-V 500x200 | insulated plenum box with vertical connection |  |  | on request
PBF-H 500x200 | plenum box with horizontal connection |  |  | on request
PBFI-H 500x200 | insulated plenum box with horizontal connection |  |  | on request
PBF-V 600x200 | plenum box with vertical connection |  |  | on request
PBFI-V 600x200 | insulated plenum box with vertical connection |  |  | on request
PBF-H 600x200 | plenum box with horizontal connection |  |  | on request
PBFI-H 600x200 | insulated plenum box with horizontal connection |  |  | on request
PBF-V 800x200 | plenum box with vertical connection |  |  | on request
PBFI-V 800x200 | insulated plenum box with vertical connection |  |  | on request
PBF-H 800x200 | plenum box with horizontal connection |  |  | on request
PBFI-H 800x200 | insulated plenum box with horizontal connection |  |  | on request
PBF-V 1000x200 | plenum box with vertical connection |  |  | on request
PBFI-V 1000x200 | insulated plenum box with vertical connection |  |  | on request
PBF-H 1000x200 | plenum box with horizontal connection |  |  | on request
PBFI-H 1000x200 | insulated plenum box with horizontal connection |  |  | on request
Plenum boxes PBL
PBL 1-800 1, 2 | plenum box |  |  | 89.37 |  | BR309601110
PBL 1-800 3 | plenum box |  |  | on request
PBL 1-1000 1, 2 | plenum box |  |  | 90.36 |  | BR309601120
PBL 1-1000 3 | plenum box |  |  | on request
PBL 1-1500 1, 2 | plenum box |  |  | 135.75 |  | BR309601130
PBL 1-1500 3 | plenum box |  |  | on request
PBL 1-2000 1, 2 | plenum box |  |  | 179.68 |  | BR309601140
PBL 1-2000 3 | plenum box |  |  | on request
PBLI 1-800 1, 2 | insulated plenum box |  |  | 146.97 |  | BR309611110
PBLI 1-800 3 | insulated plenum box |  |  | on request
PBLI 1-1000 1, 2 | insulated plenum box |  |  | on request
PBLI 1-1000 3 | insulated plenum box |  |  | on request
PBLI 1-1500 1, 2 | insulated plenum box |  |  | 204.23 |  | BR309611130
PBLI 1-1500 3 | insulated plenum box |  |  | on request
PBLI 1-2000 1, 2 | insulated plenum box |  |  | 255.16 |  | BR309611140
PBLI 1-2000 3 | insulated plenum box |  |  | on request
PBL 2-800 1, 2 | plenum box |  |  | 89.37 |  | BR309601210
PBL 2-800 3 | plenum box |  |  | on request
PBL 2-1000 1, 2 | plenum box |  |  | 90.36 |  | BR309601220
PBL 2-1000 3 | plenum box |  |  | 90.36 |  | BR309603220
PBL 2-1500 1, 2 | plenum box |  |  | 135.75 |  | BR309601230
PBL 2-1500 3 | plenum box |  |  | on request
PBL 2-2000 1, 2 | plenum box |  |  | on request
PBL 2-2000 3 | plenum box |  |  | on request
PBLI 2-800 1, 2 | insulated plenum box |  |  | 157.01 |  | BR309611210
PBLI 2-800 3 | insulated plenum box |  |  | on request
PBLI 2-1000 1, 2 | insulated plenum box |  |  | on request
PBLI 2-1000 3 | insulated plenum box |  |  | on request
PBLI 2-1500 1, 2 | insulated plenum box |  |  | 226.67 |  | BR309611230
PBLI 2-1500 3 | insulated plenum box |  |  | on request
PBLI 2-2000 1, 2 | insulated plenum box |  |  | 269.94 |  | BR309611240
PBLI 2-2000 3 | insulated plenum box |  |  | 269.94 |  | BR309613240
PBL 3-800 1, 2 | plenum box |  |  | on request
PBL 3-800 3 | plenum box |  |  | on request
PBL 3-1000 1, 2 | plenum box |  |  | 95.05 |  | BR309601320
PBL 3-1000 3 | plenum box |  |  | on request
PBL 3-1500 1, 2 | plenum box |  |  | on request
PBL 3-1500 3 | plenum box |  |  | on request
PBL 3-2000 1, 2 | plenum box |  |  | 184.33 |  | BR309601340
PBL 3-2000 3 | plenum box |  |  | on request
PBLI 3-800 1, 2 | insulated plenum box |  |  | 166.16 |  | BR309611310
PBLI 3-800 3 | insulated plenum box |  |  | on request
PBLI 3-1000 1, 2 | insulated plenum box |  |  | 182.97 |  | BR309611320
PBLI 3-1000 3 | insulated plenum box |  |  | on request
PBLI 3-1500 1, 2 | insulated plenum box |  |  | 240.04 |  | BR309611330
PBLI 3-1500 3 | insulated plenum box |  |  | on request
PBLI 3-2000 1, 2 | insulated plenum box |  |  | on request
PBLI 3-2000 3 | insulated plenum box |  |  | on request
PBL 4-800 1, 2 | plenum box |  |  | on request
PBL 4-800 3 | plenum box |  |  | on request
PBL 4-1000 1, 2 | plenum box |  |  | 95.05 |  | BR309601420
PBL 4-1000 3 | plenum box |  |  | on request
PBL 4-1500 1, 2 | plenum box |  |  | on request
PBL 4-1500 3 | plenum box |  |  | on request
PBL 4-2000 1, 2 | plenum box |  |  | on request
PBL 4-2000 3 | plenum box |  |  | on request
PBLI 4-800 1, 2 | insulated plenum box |  |  | on request
PBLI 4-800 3 | insulated plenum box |  |  | on request
PBLI 4-1000 1, 2 | insulated plenum box |  |  | 187.9 |  | BR309611420
PBLI 4-1000 3 | insulated plenum box |  |  | on request
PBLI 4-1500 1, 2 | insulated plenum box |  |  | on request
PBLI 4-1500 3 | insulated plenum box |  |  | on request
PBLI 4-2000 1, 2 | insulated plenum box |  |  | on request
PBLI 4-2000 3 | insulated plenum box |  |  | on request
CVL | assembly kit for PBL 2,3 |  |  | 6.57 |  | BR309800010
CM | spring for PBL 2,3 | o |  | 0.84 |  | BR309800030
CG | hook for plenum box PBL 1 |  |  | 2.11 |  | BR309800040
Plenum boxes PBL-R
PBL-R 1-800 1 | plenum box |  |  | on request
PBL-R 1-800 2 | plenum box |  |  | on request
PBL-R 1-1000 1 | plenum box |  |  | 79.23 |  | BR313100120
PBL-R 1-1000 2 | plenum box |  |  | on request
PBL-R 1-1500 1 | plenum box |  |  | on request
PBL-R 1-1500 2 | plenum box |  |  | on request
PBL-R 1-2000 1 | plenum box |  |  | on request
PBL-R 1-2000 2 | plenum box |  |  | on request
PBLI-R 1-800 1 | insulated plenum box |  |  | on request
PBLI-R 1-800 2 | insulated plenum box |  |  | on request
PBLI-R 1-1000 1 | insulated plenum box |  |  | 93.41 |  | BR313200120
PBLI-R 1-1000 2 | insulated plenum box |  |  | on request
PBLI-R 1-1500 1 | insulated plenum box |  |  | on request
PBLI-R 1-1500 2 | insulated plenum box |  |  | on request
PBLI-R 1-2000 1 | insulated plenum box |  |  | on request
PBLI-R 1-2000 2 | insulated plenum box |  |  | on request
PBL-R 2-800 1 | plenum box |  |  | on request
PBL-R 2-800 2 | plenum box |  |  | on request
PBL-R 2-1000 1 | plenum box |  |  | 79.23 |  | BR313100220
PBL-R 2-1000 2 | plenum box |  |  | on request
PBL-R 2-1500 1 | plenum box |  |  | on request
PBL-R 2-1500 2 | plenum box |  |  | 119.04 |  | BR313101230
PBL-R 2-2000 1 | plenum box |  |  | on request
PBL-R 2-2000 2 | plenum box |  |  | on request
PBLI-R 2-800 1 | plenum box |  |  | on request
PBLI-R 2-800 2 | plenum box |  |  | on request
PBLI-R 2-1000 1 | plenum box |  |  | on request
PBLI-R 2-1000 2 | plenum box |  |  | on request
PBLI-R 2-1500 1 | plenum box |  |  | on request
PBLI-R 2-1500 2 | plenum box |  |  | on request
PBLI-R 2-2000 1 | plenum box |  |  | on request
PBLI-R 2-2000 2 | plenum box |  |  | on request
PBL-R 3-800 1 | plenum box |  |  | on request
PBL-R 3-800 2 | plenum box |  |  | on request
PBL-R 3-1000 1 | plenum box |  |  | on request
PBL-R 3-1000 2 | plenum box |  |  | on request
PBL-R 3-1500 1 | plenum box |  |  | on request
PBL-R 3-1500 2 | plenum box |  |  | 123.03 |  | BR313101330
PBL-R 3-2000 1 | plenum box |  |  | on request
PBL-R 3-2000 2 | plenum box |  |  | on request
PBLI-R 3-800 1 | plenum box |  |  | on request
PBLI-R 3-800 2 | plenum box |  |  | on request
PBLI-R 3-1000 1 | plenum box |  |  | on request
PBLI-R 3-1000 2 | plenum box |  |  | on request
PBLI-R 3-1500 1 | plenum box |  |  | on request
PBLI-R 3-1500 2 | plenum box |  |  | on request
PBLI-R 3-2000 1 | plenum box |  |  | on request
PBLI-R 3-2000 2 | plenum box |  |  | on request
PBL-R 4-800 1 | plenum box |  |  | on request
PBL-R 4-800 2 | plenum box |  |  | on request
PBL-R 4-1000 1 | plenum box |  |  | 83.46 |  | BR313100420
PBL-R 4-1000 2 | plenum box |  |  | on request
PBL-R 4-1500 1 | plenum box |  |  | on request
PBL-R 4-1500 2 | plenum box |  |  | on request
PBL-R 4-2000 1 | plenum box |  |  | on request
PBL-R 4-2000 2 | plenum box |  |  | on request
PBLI-R 4-800 1 | plenum box |  |  | on request
PBLI-R 4-800 2 | plenum box |  |  | on request
PBLI-R 4-1000 1 | plenum box |  |  | on request
PBLI-R 4-1000 2 | plenum box |  |  | on request
PBLI-R 4-1500 1 | plenum box |  |  | on request
PBLI-R 4-1500 2 | plenum box |  |  | 148.42 |  | BR313201430
PBLI-R 4-2000 1 | plenum box |  |  | on request
PBLI-R 4-2000 2 | plenum box |  |  | on request
CVL | assembly kit for PBL-R |  |  | 6.57 |  | BR309800010
CM | spring for PBL-R | o |  | 0.84 |  | BR309800030
Plenum boxes PBZ
PBZ-V 200x100 | plenum box with vertical connection |  |  | on request
PBZI-V 200x100 | insulated plenum box with vertical connection |  |  | 49.24 |  | BR160101070
PBZ-H 200x100 | plenum box with horizontal connection | o |  | 34.41 |  | BR160102070
PBZI-H 200x100 | insulated plenum box with horizontal connection |  |  | on request
PBZ-V 200x125 | plenum box with vertical connection |  |  | on request
PBZI-V 200x125 | insulated plenum box with vertical connection |  |  | on request
PBZ-H 200x125 | plenum box with horizontal connection |  |  | on request
PBZI-H 200x125 | insulated plenum box with horizontal connection |  |  | on request
PBZ-V 200x150 | plenum box with vertical connection |  |  | 35.39 |  | BR160100230
PBZI-V 200x150 | insulated plenum box with vertical connection |  |  | 51.26 |  | BR160101230
PBZ-H 200x150 | plenum box with horizontal connection |  |  | 35.91 |  | BR160102230
PBZI-H 200x150 | insulated plenum box with horizontal connection |  |  | on request
PBZ-V 200x200 | plenum box with vertical connection |  |  | on request
PBZI-V 200x200 | insulated plenum box with vertical connection |  |  | on request
PBZ-H 200x200 | plenum box with horizontal connection |  |  | 38.68 |  | BR160102320
PBZI-H 200x200 | insulated plenum box with horizontal connection |  |  | 56.09 |  | BR160103320
PBZ-V 300x100 | plenum box with vertical connection |  |  | on request
PBZI-V 300x100 | insulated plenum box with vertical connection |  |  | on request
PBZ-H 300x100 | plenum box with horizontal connection |  |  | on request
PBZI-H 300x100 | insulated plenum box with horizontal connection |  |  | 52.85 |  | BR160103080
PBZ-V 300x125 | plenum box with vertical connection |  |  | 37.27 |  | BR160100160
PBZI-V 300x125 | insulated plenum box with vertical connection |  |  | on request
PBZ-H 300x125 | plenum box with horizontal connection |  |  | 39.33 |  | BR160102160
PBZI-H 300x125 | insulated plenum box with horizontal connection |  |  | on request
PBZ-V 300x150 | plenum box with vertical connection |  |  | on request
PBZI-V 300x150 | insulated plenum box with vertical connection |  |  | 54.26 |  | BR160101240
PBZ-H 300x150 | plenum box with horizontal connection |  |  | on request
PBZI-H 300x150 | insulated plenum box with horizontal connection |  |  | 57.45 |  | BR160103240
PBZ-V 300x200 | plenum box with vertical connection |  |  | 38.82 |  | BR160100330
PBZI-V 300x200 | insulated plenum box with vertical connection |  |  | 56.61 |  | BR160101330
PBZ-H 300x200 | plenum box with horizontal connection |  |  | 41.21 |  | BR160102330
PBZI-H 300x200 | insulated plenum box with horizontal connection |  |  | 60.13 |  | BR160103330
PBZ-V 300x300 | plenum box with vertical connection |  |  | 41.92 |  | BR160100410
PBZI-V 300x300 | insulated plenum box with vertical connection |  |  | 60.79 |  | BR160101410
PBZ-H 300x300 | plenum box with horizontal connection |  |  | on request
PBZI-H 300x300 | insulated plenum box with horizontal connection |  |  | 68.11 |  | BR160103410
PBZ-V 400x75 | plenum box with vertical connection |  |  | 47.03 |  | BR160100010
PBZI-V 400x75 | insulated plenum box with vertical connection |  |  | on request
PBZ-H 400x75 | plenum box with horizontal connection |  |  | on request
PBZI-H 400x75 | insulated plenum box with horizontal connection |  |  | on request
PBZ-V 400x100 | plenum box with vertical connection |  |  | on request
PBZI-V 400x100 | insulated plenum box with vertical connection |  |  | 64.82 |  | BR160101090
PBZ-H 400x100 | plenum box with horizontal connection |  |  | on request
PBZI-H 400x100 | insulated plenum box with horizontal connection |  |  | 58.3 |  | BR160103090
PBZ-V 400x125 | plenum box with vertical connection |  | * | 39.33 |  | BR160100095
PBZI-V 400x125 | insulated plenum box with vertical connection |  |  | on request
PBZ-H 400x125 | plenum box with horizontal connection |  |  | on request
PBZI-H 400x125 | insulated plenum box with horizontal connection |  |  | on request
PBZ-V 400x150 | plenum box with vertical connection |  |  | on request
PBZI-V 400x150 | insulated plenum box with vertical connection |  |  | 57.31 |  | BR160101250
PBZ-H 400x150 | plenum box with horizontal connection |  |  | 41.92 |  | BR160102250
PBZI-H 400x150 | insulated plenum box with horizontal connection |  |  | on request
PBZ-V 400x200 | plenum box with vertical connection |  |  | on request
PBZI-V 400x200 | insulated plenum box with vertical connection |  |  | on request
PBZ-H 400x200 | plenum box with horizontal connection |  |  | on request
PBZI-H 400x200 | insulated plenum box with horizontal connection |  |  | on request
PBZ-V 400x250 | plenum box with vertical connection |  |  | on request
PBZI-V 400x250 | insulated plenum box with vertical connection |  |  | on request
PBZ-H 400x250 | plenum box with horizontal connection |  |  | on request
PBZI-H 400x250 | insulated plenum box with horizontal connection |  |  | on request
PBZ-V 400x300 | plenum box with vertical connection |  |  | 59.19 |  | BR160100420
PBZI-V 400x300 | insulated plenum box with vertical connection |  |  | on request
PBZ-H 400x300 | plenum box with horizontal connection |  |  | on request
PBZI-H 400x300 | insulated plenum box with horizontal connection |  |  | on request
PBZ-V 400x400 | plenum box with vertical connection |  |  | on request
PBZI-V 400x400 | insulated plenum box with vertical connection |  |  | on request
PBZ-H 400x400 | plenum box with horizontal connection |  |  | on request
PBZI-H 400x400 | insulated plenum box with horizontal connection |  |  | on request
PBZ-V 500x75 | plenum box with vertical connection |  |  | on request
PBZI-V 500x75 | insulated plenum box with vertical connection |  |  | on request
PBZ-H 500x75 | plenum box with horizontal connection |  |  | on request
PBZI-H 500x75 | insulated plenum box with horizontal connection |  |  | on request
PBZ-V 500x100 | plenum box with vertical connection |  |  | on request
PBZI-V 500x100 | insulated plenum box with vertical connection |  |  | 67.36 |  | BR160101100
PBZ-H 500x100 | plenum box with horizontal connection |  |  | 42.15 |  | BR160102100
PBZI-H 500x100 | insulated plenum box with horizontal connection |  |  | 48.86 |  | BR160103100
PBZ-V 500x125 | plenum box with vertical connection |  |  | 50.79 |  | BR160100180
PBZI-V 500x125 | insulated plenum box with vertical connection |  |  | on request
PBZ-H 500x125 | plenum box with horizontal connection |  |  | on request
PBZI-H 500x125 | insulated plenum box with horizontal connection |  |  | 61.44 |  | BR160103180
PBZ-V 500x150 | plenum box with vertical connection |  |  | on request
PBZI-V 500x150 | insulated plenum box with vertical connection |  |  | on request
PBZ-H 500x150 | plenum box with horizontal connection |  |  | on request
PBZI-H 500x150 | insulated plenum box with horizontal connection |  |  | 68.3 |  | BR160103260
PBZ-V 500x200 | plenum box with vertical connection |  |  | 43.28 |  | BR160100350
PBZI-V 500x200 | insulated plenum box with vertical connection |  |  | 109.7 |  | BR160101350
PBZ-H 500x200 | plenum box with horizontal connection |  |  | 48.68 |  | BR160102350
PBZI-H 500x200 | insulated plenum box with horizontal connection |  |  | on request
PBZ-V 500x250 | plenum box with vertical connection |  |  | on request
PBZI-V 500x250 | insulated plenum box with vertical connection |  |  | on request
PBZ-H 500x250 | plenum box with horizontal connection |  |  | on request
PBZI-H 500x250 | insulated plenum box with horizontal connection |  |  | on request
PBZ-V 500x300 | plenum box with vertical connection |  |  | 61.77 |  | BR160100430
PBZI-V 500x300 | insulated plenum box with vertical connection |  |  | on request
PBZ-H 500x300 | plenum box with horizontal connection |  |  | on request
PBZI-H 500x300 | insulated plenum box with horizontal connection |  |  | on request
PBZ-V 500x400 | plenum box with vertical connection |  |  | on request
PBZI-V 500x400 | insulated plenum box with vertical connection |  |  | on request
PBZ-H 500x400 | plenum box with horizontal connection |  |  | on request
PBZI-H 500x400 | insulated plenum box with horizontal connection |  |  | on request
PBZ-V 500x500 | plenum box with vertical connection |  |  | on request
PBZI-V 500x500 | insulated plenum box with vertical connection |  |  | on request
PBZ-H 500x500 | plenum box with horizontal connection |  |  | on request
PBZI-H 500x500 | insulated plenum box with horizontal connection |  |  | on request
PBZ-V 600x75 | plenum box with vertical connection |  |  | on request
PBZI-V 600x75 | insulated plenum box with vertical connection |  |  | 70.13 |  | BR160101030
PBZ-H 600x75 | plenum box with horizontal connection |  |  | on request
PBZI-H 600x75 | insulated plenum box with horizontal connection |  |  | on request
PBZ-V 600x100 | plenum box with vertical connection |  |  | on request
PBZI-V 600x100 | insulated plenum box with vertical connection |  |  | 70.41 |  | BR160101110
PBZ-H 600x100 | plenum box with horizontal connection |  |  | 44.36 |  | BR160102110
PBZI-H 600x100 | insulated plenum box with horizontal connection |  |  | on request
PBZ-V 600x125 | plenum box with vertical connection |  |  | on request
PBZI-V 600x125 | insulated plenum box with vertical connection |  |  | on request
PBZ-H 600x125 | plenum box with horizontal connection |  |  | on request
PBZI-H 600x125 | insulated plenum box with horizontal connection |  |  | on request
PBZ-V 600x150 | plenum box with vertical connection |  |  | 52.85 |  | BR160100270
PBZI-V 600x150 | insulated plenum box with vertical connection |  |  | 73.51 |  | BR160101270
PBZ-H 600x150 | plenum box with horizontal connection |  |  | 51.26 |  | BR160102270
PBZI-H 600x150 | insulated plenum box with horizontal connection |  |  | on request
PBZ-V 600x200 | plenum box with vertical connection |  |  | 69.23 |  | BR160100360
PBZI-V 600x200 | insulated plenum box with vertical connection |  |  | on request
PBZ-H 600x200 | plenum box with horizontal connection |  |  | 67.22 |  | BR160102360
PBZI-H 600x200 | insulated plenum box with horizontal connection |  |  | on request
PBZ-V 600x250 | plenum box with vertical connection |  |  | on request
PBZI-V 600x250 | insulated plenum box with vertical connection |  |  | on request
PBZ-H 600x250 | plenum box with horizontal connection |  |  | on request
PBZI-H 600x250 | insulated plenum box with horizontal connection |  |  | on request
PBZ-V 600x300 | plenum box with vertical connection |  |  | 73.83 |  | BR160100440
PBZI-V 600x300 | insulated plenum box with vertical connection |  |  | on request
PBZ-H 600x300 | plenum box with horizontal connection |  |  | on request
PBZI-H 600x300 | insulated plenum box with horizontal connection |  |  | on request
PBZ-V 600x400 | plenum box with vertical connection |  |  | on request
PBZI-V 600x400 | insulated plenum box with vertical connection |  |  | on request
PBZ-H 600x400 | plenum box with horizontal connection |  |  | on request
PBZI-H 600x400 | insulated plenum box with horizontal connection |  |  | on request
PBZ-V 600x500 | plenum box with vertical connection |  |  | on request
PBZI-V 600x500 | insulated plenum box with vertical connection |  |  | on request
PBZ-H 600x500 | plenum box with horizontal connection |  |  | on request
PBZI-H 600x500 | insulated plenum box with horizontal connection |  |  | on request
PBZ-V 700x100 | plenum box with vertical connection |  |  | on request
PBZI-V 700x100 | insulated plenum box with vertical connection |  |  | on request
PBZ-H 700x100 | plenum box with horizontal connection |  |  | on request
PBZI-H 700x100 | insulated plenum box with horizontal connection |  |  | on request
PBZ-V 700x150 | plenum box with vertical connection |  |  | on request
PBZI-V 700x150 | insulated plenum box with vertical connection |  |  | on request
PBZ-H 700x150 | plenum box with horizontal connection |  |  | on request
PBZI-H 700x150 | insulated plenum box with horizontal connection |  |  | on request
PBZ-V 700x200 | plenum box with vertical connection |  |  | 71.25 |  | BR160100370
PBZI-V 700x200 | insulated plenum box with vertical connection |  |  | on request
PBZ-H 700x200 | plenum box with horizontal connection |  |  | on request
PBZI-H 700x200 | insulated plenum box with horizontal connection |  |  | on request
PBZ-V 700x250 | plenum box with vertical connection |  |  | on request
PBZI-V 700x250 | insulated plenum box with vertical connection |  |  | on request
PBZ-H 700x250 | plenum box with horizontal connection |  |  | on request
PBZI-H 700x250 | insulated plenum box with horizontal connection |  |  | on request
PBZ-V 700x300 | plenum box with vertical connection |  |  | on request
PBZI-V 700x300 | insulated plenum box with vertical connection |  |  | on request
PBZ-H 700x300 | plenum box with horizontal connection |  |  | on request
PBZI-H 700x300 | insulated plenum box with horizontal connection |  |  | on request
PBZ-V 700x400 | plenum box with vertical connection |  |  | on request
PBZI-V 700x400 | insulated plenum box with vertical connection |  |  | on request
PBZ-H 700x400 | plenum box with horizontal connection |  |  | on request
PBZI-H 700x400 | insulated plenum box with horizontal connection |  |  | on request
PBZ-V 800x75 | plenum box with vertical connection |  |  | 54.36 |  | BR160100040
PBZI-V 800x75 | insulated plenum box with vertical connection |  |  | on request
PBZ-H 800x75 | plenum box with horizontal connection |  |  | on request
PBZI-H 800x75 | insulated plenum box with horizontal connection |  |  | on request
PBZ-V 800x100 | plenum box with vertical connection |  |  | on request
PBZI-V 800x100 | insulated plenum box with vertical connection |  |  | on request
PBZ-H 800x100 | plenum box with horizontal connection |  |  | on request
PBZI-H 800x100 | insulated plenum box with horizontal connection |  |  | on request
PBZ-V 800x125 | plenum box with vertical connection |  |  | on request
PBZI-V 800x125 | insulated plenum box with vertical connection |  |  | on request
PBZ-H 800x125 | plenum box with horizontal connection |  |  | on request
PBZI-H 800x125 | insulated plenum box with horizontal connection |  |  | on request
PBZ-V 800x150 | plenum box with vertical connection |  |  | on request
PBZI-V 800x150 | insulated plenum box with vertical connection |  |  | on request
PBZ-H 800x150 | plenum box with horizontal connection |  |  | 68.06 |  | BR160102290
PBZI-H 800x150 | insulated plenum box with horizontal connection |  |  | on request
PBZ-V 800x200 | plenum box with vertical connection |  |  | 73.46 |  | BR160100380
PBZI-V 800x200 | insulated plenum box with vertical connection |  |  | on request
PBZ-H 800x200 | plenum box with horizontal connection |  |  | 75.06 |  | BR160102380
PBZI-H 800x200 | insulated plenum box with horizontal connection |  |  | on request
PBZ-V 800x250 | plenum box with vertical connection |  |  | on request
PBZI-V 800x250 | insulated plenum box with vertical connection |  |  | on request
PBZ-H 800x250 | plenum box with horizontal connection |  |  | on request
PBZI-H 800x250 | insulated plenum box with horizontal connection |  |  | on request
PBZ-V 800x300 | plenum box with vertical connection |  |  | on request
PBZI-V 800x300 | insulated plenum box with vertical connection |  |  | on request
PBZ-H 800x300 | plenum box with horizontal connection |  |  | on request
PBZI-H 800x300 | insulated plenum box with horizontal connection |  |  | on request
PBZ-V 800x400 | plenum box with vertical connection |  |  | on request
PBZI-V 800x400 | insulated plenum box with vertical connection |  |  | on request
PBZ-H 800x400 | plenum box with horizontal connection |  |  | on request
PBZI-H 800x400 | insulated plenum box with horizontal connection |  |  | on request
PBZ-V 800x500 | plenum box with vertical connection |  |  | on request
PBZI-V 800x500 | insulated plenum box with vertical connection |  |  | on request
PBZ-H 800x500 | plenum box with horizontal connection |  |  | on request
PBZI-H 800x500 | insulated plenum box with horizontal connection |  |  | on request
PBZ-V 1000x75 | plenum box with vertical connection |  |  | 67.87 |  | BR160100050
PBZI-V 1000x75 | insulated plenum box with vertical connection |  |  | on request
PBZ-H 1000x75 | plenum box with horizontal connection |  |  | on request
PBZI-H 1000x75 | insulated plenum box with horizontal connection |  |  | on request
PBZ-V 1000x100 | plenum box with vertical connection |  |  | 67.97 |  | BR160100140
PBZI-V 1000x100 | insulated plenum box with vertical connection |  |  | on request
PBZ-H 1000x100 | plenum box with horizontal connection |  |  | 57.31 |  | BR160102140
PBZI-H 1000x100 | insulated plenum box with horizontal connection |  |  | on request
PBZ-V 1000x125 | plenum box with vertical connection |  |  | on request
PBZI-V 1000x125 | insulated plenum box with vertical connection |  |  | on request
PBZ-H 1000x125 | plenum box with horizontal connection |  |  | on request
PBZI-H 1000x125 | insulated plenum box with horizontal connection |  |  | on request
PBZ-V 1000x150 | plenum box with vertical connection |  |  | on request
PBZI-V 1000x150 | insulated plenum box with vertical connection |  |  | on request
PBZ-H 1000x150 | plenum box with horizontal connection |  |  | on request
PBZI-H 1000x150 | insulated plenum box with horizontal connection |  |  | 109.98 |  | BR160103300
PBZ-V 1000x200 | plenum box with vertical connection |  |  | 77.78 |  | BR160100390
PBZI-V 1000x200 | insulated plenum box with vertical connection |  |  | 104.49 |  | BR160101390
PBZ-H 1000x200 | plenum box with horizontal connection |  |  | 81.16 |  | BR160102390
PBZI-H 1000x200 | insulated plenum box with horizontal connection |  |  | on request
PBZ-V 1000x250 | plenum box with vertical connection |  |  | on request
PBZI-V 1000x250 | insulated plenum box with vertical connection |  |  | on request
PBZ-H 1000x250 | plenum box with horizontal connection |  |  | on request
PBZI-H 1000x250 | insulated plenum box with horizontal connection |  |  | on request
PBZ-V 1000x300 | plenum box with vertical connection |  |  | on request
PBZI-V 1000x300 | insulated plenum box with vertical connection |  |  | on request
PBZ-H 1000x300 | plenum box with horizontal connection |  |  | on request
PBZI-H 1000x300 | insulated plenum box with horizontal connection |  |  | on request
PBZ-V 1000x400 | plenum box with vertical connection |  |  | on request
PBZI-V 1000x400 | insulated plenum box with vertical connection |  |  | on request
PBZ-H 1000x400 | plenum box with horizontal connection |  |  | on request
PBZI-H 1000x400 | insulated plenum box with horizontal connection |  |  | on request
PBZ-V 1000x500 | plenum box with vertical connection |  |  | on request
PBZI-V 1000x500 | insulated plenum box with vertical connection |  |  | 176.11 |  | BR160101590
PBZ-H 1000x500 | plenum box with horizontal connection |  |  | on request
PBZI-H 1000x500 | insulated plenum box with horizontal connection |  |  | on request
PBZ-V 1200x75 | plenum box with vertical connection |  |  | on request
PBZI-V 1200x75 | insulated plenum box with vertical connection |  |  | on request
PBZ-H 1200x75 | plenum box with horizontal connection |  |  | on request
PBZI-H 1200x75 | insulated plenum box with horizontal connection |  |  | on request
PBZ-V 1200x100 | plenum box with vertical connection |  |  | 85.38 |  | BR160100150
PBZI-V 1200x100 | insulated plenum box with vertical connection |  |  | on request
PBZ-H 1200x100 | plenum box with horizontal connection |  |  | on request
PBZI-H 1200x100 | insulated plenum box with horizontal connection |  |  | on request
PBZ-V 1200x125 | plenum box with vertical connection |  |  | on request
PBZI-V 1200x125 | insulated plenum box with vertical connection |  |  | on request
PBZ-H 1200x125 | plenum box with horizontal connection |  |  | on request
PBZI-H 1200x125 | insulated plenum box with horizontal connection |  |  | on request
PBZ-V 1200x150 | plenum box with vertical connection |  |  | on request
PBZI-V 1200x150 | insulated plenum box with vertical connection |  |  | on request
PBZ-H 1200x150 | plenum box with horizontal connection |  |  | on request
PBZI-H 1200x150 | insulated plenum box with horizontal connection |  |  | on request
PBZ-V 1200x200 | plenum box with vertical connection |  |  | 92.47 |  | BR160100400
PBZI-V 1200x200 | insulated plenum box with vertical connection |  |  | on request
PBZ-H 1200x200 | plenum box with horizontal connection |  |  | on request
PBZI-H 1200x200 | insulated plenum box with horizontal connection |  |  | on request
PBZ-V 1200x250 | plenum box with vertical connection |  |  | on request
PBZI-V 1200x250 | insulated plenum box with vertical connection |  |  | on request
PBZ-H 1200x250 | plenum box with horizontal connection |  |  | on request
PBZI-H 1200x250 | insulated plenum box with horizontal connection |  |  | on request
PBZ-V 1200x300 | plenum box with vertical connection |  |  | on request
PBZI-V 1200x300 | insulated plenum box with vertical connection |  |  | on request
PBZ-H 1200x300 | plenum box with horizontal connection |  |  | on request
PBZI-H 1200x300 | insulated plenum box with horizontal connection |  |  | on request
PBZ-V 1200x400 | plenum box with vertical connection |  |  | on request
PBZI-V 1200x400 | insulated plenum box with vertical connection |  |  | on request
PBZ-H 1200x400 | plenum box with horizontal connection |  |  | on request
PBZI-H 1200x400 | insulated plenum box with horizontal connection |  |  | on request
PBZ-V 1200x500 | plenum box with vertical connection |  |  | on request
PBZI-V 1200x500 | insulated plenum box with vertical connection |  |  | on request
PBZ-H 1200x500 | plenum box with horizontal connection |  |  | on request
PBZI-H 1200x500 | insulated plenum box with horizontal connection |  |  | on request
Plenum boxes PDC
PDC 100 | exctract plenum box |  |  | on request
PDC 100 RE-S | supply plenum box |  |  | on request
PDCI 100 | insulated exctract plenum box |  |  | on request
PDCI 100 RE-S | insulated supply plenum box |  |  | 90.59 |  | BR203201010
PDC 125 | exctract plenum box |  |  | 51.12 |  | BR203210030
PDC 125 RE-S | supply plenum box |  |  | 53.98 |  | BR203200030
PDCI 125 | insulated exctract plenum box |  |  | on request
PDCI 125 RE-S | insulated supply plenum box |  |  | 92.33 |  | BR203201030
PDC 150 | exctract plenum box |  |  | on request
PDC 150 RE-S | supply plenum box |  |  | on request
PDCI 150 | insulated exctract plenum box |  |  | on request
PDCI 150 RE-S | insulated supply plenum box |  |  | on request
PDC 160 | exctract plenum box |  |  | 51.21 |  | BR203210070
PDC 160 RE-S | supply plenum box |  |  | 58.77 |  | BR203200050
PDCI 160 | insulated exctract plenum box |  |  | 97.87 |  | BR203211070
PDCI 160 RE-S | insulated supply plenum box |  |  | 101.67 |  | BR203201070
PDC 200 | exctract plenum box |  |  | 54.73 |  | BR203210090
PDC 200 RE-S | supply plenum box |  |  | 59.28 |  | BR203200070
PDCI 200 | insulated exctract plenum box |  |  | on request
PDCI 200 RE-S | insulated supply plenum box |  |  | 102.56 |  | BR203201090
PDC 250 | exctract plenum box |  |  | 60.36 |  | BR203210110
PDC 250 RE-S | supply plenum box |  |  | 66.65 |  | BR203200090
PDCI 250 | insulated exctract plenum box |  |  | on request
PDCI 250 RE-S | insulated supply plenum box |  |  | on request
PDC 298 | exctract plenum box |  |  | 47.13 |  | BR203110000
PDC 298 RE-S | supply plenum box |  |  | 55.15 |  | BR203100000
PDCI 298 | insulated exctract plenum box |  |  | 66.47 |  | BR203111000
PDCI 298 RE-S | insulated supply plenum box |  |  | 78.95 |  | BR203101000
PDC 300 | exctract plenum box |  |  | 65.06 |  | BR203210130
PDC 300 RE-S | supply plenum box |  |  | 72.19 |  | BR203200110
PDCI 300 | insulated exctract plenum box |  |  | on request
PDCI 300 RE-S | insulated supply plenum box |  |  | on request
PDC 308 | exctract plenum box |  |  | on request
PDC 308 RE-S | supply plenum box |  |  | on request
PDCI 308 | insulated exctract plenum box |  |  | on request
PDCI 308 RE-S | insulated supply plenum box |  |  | on request
PDC 315 | exctract plenum box |  |  | on request
PDC 315 RE-S | supply plenum box |  |  | 82.19 |  | BR203200130
PDCI 315 | insulated exctract plenum box |  |  | on request
PDCI 315 RE-S | insulated supply plenum box |  |  | 142.46 |  | BR203201150
PDC 350 | exctract plenum box |  |  | on request
PDC 350 RE-S | supply plenum box |  |  | 88.67 |  | BR203200150
PDCI 350 | insulated exctract plenum box |  |  | on request
PDCI 350 RE-S | insulated supply plenum box |  |  | on request
PDC 398 | exctract plenum box |  |  | on request
PDC 398 RE-S | supply plenum box |  |  | on request
PDCI 398 | insulated exctract plenum box |  |  | on request
PDCI 398 RE-S | insulated supply plenum box |  |  | 90.03 |  | BR203101030
PDC 400 | exctract plenum box |  |  | 88.9 |  | BR203210190
PDC 400 RE-S | supply plenum box |  |  | on request
PDCI 400 | insulated exctract plenum box |  |  | on request
PDCI 400 RE-S | insulated supply plenum box |  |  | on request
PDC 450 | exctract plenum box |  |  | on request
PDC 450 RE-S | supply plenum box |  |  | on request
PDCI 450 | insulated exctract plenum box |  |  | on request
PDCI 450 RE-S | insulated supply plenum box |  |  | on request
PDC 498 | exctract plenum box |  |  | on request
PDC 498 RE-S | supply plenum box |  |  | on request
PDCI 498 | insulated exctract plenum box |  |  | on request
PDCI 498 RE-S | insulated supply plenum box |  |  | 122.7 |  | BR203101050
PDC 500 | exctract plenum box |  |  | on request
PDC 500 RE-S | supply plenum box |  |  | on request
PDCI 500 | insulated exctract plenum box |  |  | on request
PDCI 500 RE-S | insulated supply plenum box |  |  | on request
PDC 598 | exctract plenum box |  |  | 82.14 |  | BR203110070
PDC 598 RE-S | supply plenum box |  |  | 93.27 |  | BR203100070
PDCI 598 | insulated exctract plenum box |  |  | on request
PDCI 598 RE-S | insulated supply plenum box |  |  | 131.9 |  | BR203101070
PDC 623 | exctract plenum box |  |  | on request
PDC 623 RE-S | supply plenum box |  |  | on request
PDCI 623 | insulated exctract plenum box |  |  | on request
PDCI 623 RE-S | insulated supply plenum box |  |  | 148.98 |  | BR203101090
PDC 630 | exctract plenum box |  |  | on request
PDC 630 RE-S | supply plenum box |  |  | on request
PDCI 630 | insulated exctract plenum box |  |  | on request
PDCI 630 RE-S | insulated supply plenum box |  |  | on request
PDC 798 | exctract plenum box |  |  | on request
PDC 798 RE-S | supply plenum box |  |  | on request
PDCI 798 | insulated exctract plenum box |  |  | on request
PDCI 798 RE-S | insulated supply plenum box |  |  | 226.29 |  | BR203101110
PDC 823 | exctract plenum box |  |  | on request
PDC 823 RE-S | supply plenum box |  |  | on request
PDCI 823 | insulated exctract plenum box |  |  | on request
PDCI 823 RE-S | insulated supply plenum box |  |  | on request
Plenum boxes PDC-G
PDC-G 200 | exctract plenum box |  |  | on request
PDC-G 200 RE-S | supply plenum box |  |  | on request
PDCI-G 200 | insulated exctract plenum box |  |  | on request
PDCI-G 200 RE-S | insulated supply plenum box |  |  | on request
PDC-G 250 | exctract plenum box | o |  | 60.36 |  | BR203310030
PDC-G 250 RE-S | supply plenum box | o |  | 66.65 |  | BR203300030
PDCI-G 250 | insulated exctract plenum box |  |  | on request
PDCI-G 250 RE-S | insulated supply plenum box |  |  | 115.14 |  | BR203301030
PDC-G 315 | exctract plenum box |  |  | 72.8 |  | BR203310050
PDC-G 315 RE-S | supply plenum box |  |  | 82.33 |  | BR203300050
PDCI-G 315 | insulated exctract plenum box |  |  | on request
PDCI-G 315 RE-S | insulated supply plenum box |  |  | on request
PDC-G 400 | exctract plenum box |  |  | on request
PDC-G 400 RE-S | supply plenum box |  |  | 102.51 |  | BR203300070
PDCI-G 400 | insulated exctract plenum box |  |  | 152.83 |  | BR203311070
PDCI-G 400 RE-S | insulated supply plenum box |  |  | 164.38 |  | BR203301070
PDC-G 500 | exctract plenum box |  |  | on request
PDC-G 500 RE-S | supply plenum box |  |  | 124.62 |  | BR203300090
PDCI-G 500 | insulated exctract plenum box |  |  | on request
PDCI-G 500 RE-S | insulated supply plenum box |  |  | on request
PDC-G 630 | exctract plenum box |  |  | on request
PDC-G 630 RE-S | supply plenum box |  |  | on request
PDCI-G 630 | insulated exctract plenum box |  |  | on request
PDCI-G 630 RE-S | insulated supply plenum box |  |  | on request
Plenum boxes PDZ
PDZ-H 150×150 | exctract plenum box |  |  | 38.02 |  | BR306130210
PDZI-H 150×150 | insulated exctract plenum box |  |  | 52.57 |  | BR306130310
PDZ-V 150×150 | exctract plenum box |  |  | 29.43 |  | BR306130010
PDZI-V 150×150 | insulated exctract plenum box |  |  | 42.67 |  | BR306130110
PDZ-H 225×150 | exctract plenum box |  |  | on request
PDZI-H 225×150 | insulated exctract plenum box |  |  | on request
PDZ-V 225×150 | exctract plenum box |  |  | on request
PDZI-V 225×150 | insulated exctract plenum box |  |  | on request
PDZ-H 225×225 | exctract plenum box |  |  | 44.03 |  | BR306130220
PDZI-H 225×225 | insulated exctract plenum box |  |  | 59.1 |  | BR306130320
PDZ-V 225×225 | exctract plenum box |  |  | on request
PDZI-V 225×225 | insulated exctract plenum box |  |  | 46.89 |  | BR306130120
PDZ-H 300×150 | exctract plenum box |  |  | on request
PDZI-H 300×150 | insulated exctract plenum box |  |  | on request
PDZ-V 300×150 | exctract plenum box |  |  | on request
PDZI-V 300×150 | insulated exctract plenum box |  |  | on request
PDZ-H 300×225 | exctract plenum box |  |  | on request
PDZI-H 300×225 | insulated exctract plenum box |  |  | on request
PDZ-V 300×225 | exctract plenum box |  |  | on request
PDZI-V 300×225 | insulated exctract plenum box |  |  | on request
PDZ-H 300×300 | exctract plenum box |  |  | 52.62 |  | BR306130230
PDZI-H 300×300 | insulated exctract plenum box |  |  | 71.16 |  | BR306130330
PDZ-V 300×300 | exctract plenum box |  |  | 35.2 |  | BR306130030
PDZI-V 300×300 | insulated exctract plenum box |  |  | 51.49 |  | BR306130130
PDZ-H 375×150 | exctract plenum box |  |  | on request
PDZI-H 375×150 | insulated exctract plenum box |  |  | on request
PDZ-V 375×150 | exctract plenum box |  |  | on request
PDZI-V 375×150 | insulated exctract plenum box |  |  | on request
PDZ-H 375×225 | exctract plenum box |  |  | on request
PDZI-H 375×225 | insulated exctract plenum box |  |  | on request
PDZ-V 375×225 | exctract plenum box |  |  | on request
PDZI-V 375×225 | insulated exctract plenum box |  |  | on request
PDZ-H 375×300 | exctract plenum box |  |  | on request
PDZI-H 375×300 | insulated exctract plenum box |  |  | on request
PDZ-V 375×300 | exctract plenum box |  |  | on request
PDZI-V 375×300 | insulated exctract plenum box |  |  | on request
PDZ-H 375×375 | exctract plenum box |  |  | on request
PDZI-H 375×375 | insulated exctract plenum box |  |  | 91.62 |  | BR306130340
PDZ-V 375×375 | exctract plenum box |  |  | 50.51 |  | BR306130040
PDZI-V 375×375 | insulated exctract plenum box |  |  | on request
PDZ-H 450×225 | exctract plenum box |  |  | on request
PDZI-H 450×225 | insulated exctract plenum box |  |  | on request
PDZ-V 450×225 | exctract plenum box |  |  | on request
PDZI-V 450×225 | insulated exctract plenum box |  |  | on request
PDZ-H 450×300 | exctract plenum box |  |  | on request
PDZI-H 450×300 | insulated exctract plenum box |  |  | on request
PDZ-V 450×300 | exctract plenum box |  |  | on request
PDZI-V 450×300 | insulated exctract plenum box |  |  | on request
PDZ-H 450×375 | exctract plenum box |  |  | on request
PDZI-H 450×375 | insulated exctract plenum box |  |  | on request
PDZ-V 450×375 | exctract plenum box |  |  | on request
PDZI-V 450×375 | insulated exctract plenum box |  |  | on request
PDZ-H 450×450 | exctract plenum box |  |  | 73.88 |  | BR306130250
PDZI-H 450×450 | insulated exctract plenum box |  |  | 103.55 |  | BR306130350
PDZ-V 450×450 | exctract plenum box |  |  | on request
PDZI-V 450×450 | insulated exctract plenum box |  |  | on request
PDZ-H 525×225 | exctract plenum box |  |  | on request
PDZI-H 525×225 | insulated exctract plenum box |  |  | on request
PDZ-V 525×225 | exctract plenum box |  |  | on request
PDZI-V 525×225 | insulated exctract plenum box |  |  | on request
PDZ-H 525×300 | exctract plenum box |  |  | on request
PDZI-H 525×300 | insulated exctract plenum box |  |  | on request
PDZ-V 525×300 | exctract plenum box |  |  | on request
PDZI-V 525×300 | insulated exctract plenum box |  |  | on request
PDZ-H 525×525 | exctract plenum box |  |  | on request
PDZI-H 525×525 | insulated exctract plenum box |  |  | 130.35 |  | BR306130360
PDZ-V 525×525 | exctract plenum box |  |  | on request
PDZI-V 525×525 | insulated exctract plenum box |  |  | on request
PDZ-H 600×300 | exctract plenum box |  |  | on request
PDZI-H 600×300 | insulated exctract plenum box |  |  | on request
PDZ-V 600×300 | exctract plenum box |  |  | on request
PDZI-V 600×300 | insulated exctract plenum box |  |  | on request
PDZ-H 600×375 | exctract plenum box |  |  | on request
PDZI-H 600×375 | insulated exctract plenum box |  |  | on request
PDZ-V 600×375 | exctract plenum box |  |  | on request
PDZI-V 600×375 | insulated exctract plenum box |  |  | on request
PDZ-H 600×450 | exctract plenum box |  |  | on request
PDZI-H 600×450 | insulated exctract plenum box |  |  | on request
PDZ-V 600×450 | exctract plenum box |  |  | on request
PDZI-V 600×450 | insulated exctract plenum box |  |  | on request
PDZ-H 600×600 | exctract plenum box |  |  | 119.27 |  | BR306130270
PDZI-H 600×600 | insulated exctract plenum box |  |  | on request
PDZ-V 600×600 | exctract plenum box |  |  | 92.61 |  | BR306130070
PDZI-V 600×600 | insulated exctract plenum box |  |  | on request
Plenum boxes PQZ
PQZ-H 300 | exctract plenum box horizontal |  |  | 46.42 |  | BR202202010
PQZ-H 300 RE-S | supply plenum box horizontal | o |  | 55.01 |  | BR202102010
PQZI-H 300 | insulated exctract plenum box horizontal |  |  | 68.06 |  | BR202203010
PQZI-H 300 RE-S | insulated supply plenum box horizontal |  |  | 80.59 |  | BR202103010
PQZ-V 300 | exctract plenum box vertical |  |  | 44.03 |  | BR202200010
PQZ-V 300 RE-S | supply plenum box vertical |  |  | 52.29 |  | BR202100010
PQZI-V 300 | insulated exctract plenum box vertical |  |  | 64.82 |  | BR202201010
PQZI-V 300 RE-S | insulated supply plenum box vertical |  |  | 76.56 |  | BR202101010
PQZ-H 310 | exctract plenum box horizontal |  |  | on request
PQZ-H 310 RE-S | supply plenum box horizontal |  |  | 54.97 |  | BR202102011
PQZI-H 310 | insulated exctract plenum box horizontal |  |  | on request
PQZI-H 310 RE-S | insulated supply plenum box horizontal |  |  | 80.64 |  | BR202103015
PQZ-V 310 | exctract plenum box vertical |  |  | on request
PQZ-V 310 RE-S | supply plenum box vertical |  |  | on request
PQZI-V 310 | insulated exctract plenum box vertical |  |  | on request
PQZI-V 310 RE-S | insulated supply plenum box vertical |  |  | on request
PQZ-H 400 | exctract plenum box horizontal |  |  | 52.2 |  | BR202202030
PQZ-H 400 RE-S | supply plenum box horizontal | o |  | 62.76 |  | BR202102030
PQZI-H 400 | insulated exctract plenum box horizontal |  |  | 76.46 |  | BR202203030
PQZI-H 400 RE-S | insulated supply plenum box horizontal |  |  | 93.17 |  | BR202103030
PQZ-V 400 | exctract plenum box vertical |  |  | 49.43 |  | BR202200030
PQZ-V 400 RE-S | supply plenum box vertical |  |  | 59.52 |  | BR202100030
PQZI-V 400 | insulated exctract plenum box vertical |  |  | 80.64 |  | BR202201030
PQZI-V 400 RE-S | insulated supply plenum box vertical |  |  | 90.54 |  | BR202101030
PQZ-H 500 | exctract plenum box horizontal |  |  | 58.2 |  | BR202202050
PQZ-H 500 RE-S | supply plenum box horizontal | o |  | 82 |  | BR202102050
PQZI-H 500 | insulated exctract plenum box horizontal |  |  | on request
PQZI-H 500 RE-S | insulated supply plenum box horizontal |  |  | 138.84 |  | BR202103050
PQZ-V 500 | exctract plenum box vertical |  |  | 55.39 |  | BR202200050
PQZ-V 500 RE-S | supply plenum box vertical |  |  | 77.87 |  | BR202100050
PQZI-V 500 | insulated exctract plenum box vertical |  |  | 88.43 |  | BR202201050
PQZI-V 500 RE-S | insulated supply plenum box vertical |  |  | 126.41 |  | BR202101050
PQZ-H 600 | exctract plenum box horizontal | o |  | 69.42 |  | BR202202070
PQZ-H 600 RE-S | supply plenum box horizontal | o |  | 91.91 |  | BR202102070
PQZI-H 600 | insulated exctract plenum box horizontal |  |  | 136.97 |  | BR202203070
PQZI-H 600 RE-S | insulated supply plenum box horizontal | o |  | 162.55 |  | BR202103070
PQZ-V 600 | exctract plenum box vertical |  |  | 60.55 |  | BR202200070
PQZ-V 600 RE-S | supply plenum box vertical |  |  | 87.31 |  | BR202100070
PQZI-V 600 | insulated exctract plenum box vertical |  |  | 96.79 |  | BR202201070
PQZI-V 600 RE-S | insulated supply plenum box vertical |  |  | 137.81 |  | BR202101070
PQZ-H 625 | exctract plenum box horizontal |  |  | 78.86 |  | BR202202090
PQZ-H 625 RE-S | supply plenum box horizontal |  |  | 103.83 |  | BR202102090
PQZI-H 625 | insulated exctract plenum box horizontal |  |  | on request
PQZI-H 625 RE-S | insulated supply plenum box horizontal |  |  | 190.2 |  | BR202103090
PQZ-V 625 | exctract plenum box vertical |  |  | 74.96 |  | BR202200090
PQZ-V 625 RE-S | supply plenum box vertical |  |  | 98.76 |  | BR202100090
PQZI-V 625 | insulated exctract plenum box vertical |  |  | 124.06 |  | BR202201090
PQZI-V 625 RE-S | insulated supply plenum box vertical |  |  | 151.8 |  | BR202101090
PQZ-H 800 | exctract plenum box horizontal |  |  | 132.84 |  | BR202202110
PQZ-H 800 RE-S | supply plenum box horizontal |  |  | 164.85 |  | BR202102110
PQZI-H 800 | insulated exctract plenum box horizontal |  |  | on request
PQZI-H 800 RE-S | insulated supply plenum box horizontal |  |  | 277.31 |  | BR202103110
PQZ-V 800 | exctract plenum box vertical |  |  | 109.04 |  | BR202200110
PQZ-V 800 RE-S | supply plenum box vertical |  |  | 160.3 |  | BR202100110
PQZI-V 800 | insulated exctract plenum box vertical |  |  | 200.71 |  | BR202201110
PQZI-V 800 RE-S | insulated supply plenum box vertical |  |  | 273.61 |  | BR202101110
PQZ-H 825 | exctract plenum box horizontal |  |  | 137.72 |  | BR202202130
PQZ-H 825 RE-S | supply plenum box horizontal |  |  | 176.21 |  | BR202102130
PQZI-H 825 | insulated exctract plenum box horizontal |  |  | on request
PQZI-H 825 RE-S | insulated supply plenum box horizontal |  |  | 301.53 |  | BR202103130
PQZ-V 825 | exctract plenum box vertical |  |  | 113.69 |  | BR202200130
PQZ-V 825 RE-S | supply plenum box vertical |  |  | 167.48 |  | BR202100130
PQZI-V 825 | insulated exctract plenum box vertical |  |  | 238.07 |  | BR202201130
PQZI-V 825 RE-S | insulated supply plenum box vertical |  |  | 309.75 |  | BR202101130
Plenum boxes PQZ-EKO
PQZ-H EKO 300 RE | exctract plenum box horizontal |  |  | on request
PQZ-H EKO 300 RE-S | supply plenum box horizontal |  |  | on request
PQZI-H EKO 300 RE | insulated exctract plenum box horizontal |  |  | on request
PQZI-H EKO 300 RE-S | insulated supply plenum box horizontal |  |  | 106.13 |  | BR310101110
PQZ-V EKO 300 RE | exctract plenum box vertical |  |  | on request
PQZ-V EKO 300 RE-S | supply plenum box vertical |  |  | on request
PQZI-V EKO 300 RE | insulated exctract plenum box vertical |  |  | on request
PQZI-V EKO 300 RE-S | insulated supply plenum box vertical |  |  | on request
PQZ-H EKO 400 RE | exctract plenum box horizontal |  |  | on request
PQZ-H EKO 400 RE-S | supply plenum box horizontal |  |  | on request
PQZI-H EKO 400 RE | insulated exctract plenum box horizontal |  |  | on request
PQZI-H EKO 400 RE-S | insulated supply plenum box horizontal |  |  | 113.69 |  | BR310101120
PQZ-V EKO 400 RE | exctract plenum box vertical |  |  | on request
PQZ-V EKO 400 RE-S | supply plenum box vertical |  |  | on request
PQZI-V EKO 400 RE | insulated exctract plenum box vertical |  |  | on request
PQZI-V EKO 400 RE-S | insulated supply plenum box vertical |  |  | on request
PQZ-H EKO 500 RE | exctract plenum box horizontal |  |  | on request
PQZ-H EKO 500 RE-S | supply plenum box horizontal |  |  | on request
PQZI-H EKO 500 RE | insulated exctract plenum box horizontal |  |  | on request
PQZI-H EKO 500 RE-S | insulated supply plenum box horizontal |  |  | 141.29 |  | BR310101130
PQZ-V EKO 500 RE | exctract plenum box vertical |  |  | on request
PQZ-V EKO 500 RE-S | supply plenum box vertical |  |  | on request
PQZI-V EKO 500 RE | insulated exctract plenum box vertical |  |  | on request
PQZI-V EKO 500 RE-S | insulated supply plenum box vertical |  |  | on request
PQZ-H EKO 600 RE | exctract plenum box horizontal |  |  | on request
PQZ-H EKO 600 RE-S | supply plenum box horizontal |  |  | on request
PQZI-H EKO 600 RE | insulated exctract plenum box horizontal |  |  | on request
PQZI-H EKO 600 RE-S | insulated supply plenum box horizontal |  |  | 165.74 |  | BR310101140
PQZ-V EKO 600 RE | exctract plenum box vertical |  |  | on request
PQZ-V EKO 600 RE-S | supply plenum box vertical |  |  | on request
PQZI-V EKO 600 RE | insulated exctract plenum box vertical |  |  | on request
PQZI-V EKO 600 RE-S | insulated supply plenum box vertical |  |  | on request
PQZ-H EKO 625 RE | exctract plenum box horizontal |  |  | 128.24 |  | BR310201050
PQZ-H EKO 625 RE-S | supply plenum box horizontal |  |  | on request
PQZI-H EKO 625 RE | insulated exctract plenum box horizontal |  |  | on request
PQZI-H EKO 625 RE-S | insulated supply plenum box horizontal |  |  | on request
PQZ-V EKO 625 RE | exctract plenum box vertical |  |  | on request
PQZ-V EKO 625 RE-S | supply plenum box vertical |  |  | on request
PQZI-V EKO 625 RE | insulated exctract plenum box vertical |  |  | on request
PQZI-V EKO 625 RE-S | insulated supply plenum box vertical |  |  | on request
PQZ-H EKO 800 RE | exctract plenum box horizontal |  |  | on request
PQZ-H EKO 800 RE-S | supply plenum box horizontal |  |  | on request
PQZI-H EKO 800 RE | insulated exctract plenum box horizontal |  |  | on request
PQZI-H EKO 800 RE-S | insulated supply plenum box horizontal |  |  | on request
PQZ-V EKO 800 RE | exctract plenum box vertical |  |  | on request
PQZ-V EKO 800 RE-S | supply plenum box vertical |  |  | on request
PQZI-V EKO 800 RE | insulated exctract plenum box vertical |  |  | on request
PQZI-V EKO 800 RE-S | insulated supply plenum box vertical |  |  | on request
PQZ-H EKO 825 RE | exctract plenum box horizontal |  |  | on request
PQZ-H EKO 825 RE-S | supply plenum box horizontal |  |  | on request
PQZI-H EKO 825 RE | insulated exctract plenum box horizontal |  |  | on request
PQZI-H EKO 825 RE-S | insulated supply plenum box horizontal |  |  | on request
PQZ-V EKO 825 RE | exctract plenum box vertical |  |  | on request
PQZ-V EKO 825 RE-S | supply plenum box vertical |  |  | on request
PQZI-V EKO 825 RE | insulated exctract plenum box vertical |  |  | on request
PQZI-V EKO 825 RE-S | insulated supply plenum box vertical |  |  | on request
Nozzles with long airflow NZL-A
NZL-A 80 | nozzle with long airflow |  |  | 128.38 |  | BR305100010
NZL-A 110 | nozzle with long airflow |  |  | 174.42 |  | BR305100020
NZL-A 150 | nozzle with long airflow |  |  | on request
NZL-A 200 | nozzle with long airflow |  |  | on request
NZL-A 230 | nozzle with long airflow |  |  | 320.92 |  | BR305100050
NZL-A 250 | nozzle with long airflow |  |  | 328.38 |  | BR305100060
NZL-A 300 | nozzle with long airflow |  |  | 340.96 |  | BR305100070
NZL-A-RE 80 | nozzle with long airflow and regulation damper |  |  | 164.38 |  | BR305100110
NZL-A-RE 110 | nozzle with long airflow and regulation damper |  |  | 240.28 |  | BR305100120
NZL-A-RE 150 | nozzle with long airflow and regulation damper |  |  | 310.55 |  | BR305100130
NZL-A-RE 200 | nozzle with long airflow and regulation damper |  |  | 397.62 |  | BR305100140
NZL-A-RE 230 | nozzle with long airflow and regulation damper |  |  | 414.66 |  | BR305100150
NZL-A-RE 250 | nozzle with long airflow and regulation damper |  |  | 430.85 |  | BR305100160
NZL-A-RE 300 | nozzle with long airflow and regulation damper |  |  | 441.79 |  | BR305100170
Accessories for NZL-A
NZL-A-CR 80 | nozzle screws cover |  |  | 59.8 |  | BR305101210
NZL-A-CR 110 | nozzle screws cover |  |  | 61.26 |  | BR305101220
NZL-A-CR 150 | nozzle screws cover |  |  | 62.66 |  | BR305101230
NZL-A-CR 200 | nozzle screws cover |  |  | on request
NZL-A-CR 230 | nozzle screws cover |  |  | 74.77 |  | BR305101250
NZL-A-CR 250 | nozzle screws cover |  |  | on request
NZL-A-CR 300 | nozzle screws cover |  |  | 74.73 |  | BR305101270
NZL-A-RC 80 | adapter for circular duct connection |  |  | 76.46 |  | BR305101110
NZL-A-RC 110 | adapter for circular duct connection |  |  | 94.53 |  | BR305101120
NZL-A-RC 150 | adapter for circular duct connection |  |  | 116.31 |  | BR305101130
NZL-A-RC 200 | adapter for circular duct connection |  |  | 159.54 |  | BR305101140
NZL-A-RC 230 | adapter for circular duct connection |  |  | 168.98 |  | BR305101150
NZL-A-RC 250 | adapter for circular duct connection |  |  | 168.98 |  | BR305101160
NZL-A-RC 300 | adapter for circular duct connection |  |  | 168.98 |  | BR305101170
NZL-A-RF 80 | adapter for flexible duct connection |  |  | on request
NZL-A-RF 110 | adapter for flexible duct connection |  |  | 87.92 |  | BR305101020
NZL-A-RF 150 | adapter for flexible duct connection |  |  | on request
NZL-A-RF 200 | adapter for flexible duct connection |  |  | on request
NZL-A-RF 230 | adapter for flexible duct connection |  |  | 95.61 |  | BR305101050
NZL-A-RF 250 | adapter for flexible duct connection |  |  | on request
NZL-A-RF 300 | adapter for flexible duct connection |  |  | 140.02 |  | BR305101070
Nozzles with long airflow NZL-B
NZL-B 80 | nozzle with long airflow |  |  | 126.69 |  | BR304101010
NZL-B 150 | nozzle with long airflow |  |  | 234.51 |  | BR304101020
NZL-B 200 | nozzle with long airflow |  |  | 343.22 |  | BR304101030
Nozzles with long airflow NZL-W
NZL-W 125 | nozzle with long airflow | o |  | 92.38 |  | BR304100010
NZL-W 160 | nozzle with long airflow | o |  | 110.49 |  | BR304100020
NZL-W 200 | nozzle with long airflow | o |  | 140.39 |  | BR304100030
NZL-W 250 | nozzle with long airflow | o |  | 186.91 |  | BR304100040
NZL-W 315 | nozzle with long airflow | o |  | 248.35 |  | BR304100050
NZL-W 350 | nozzle with long airflow |  |  | 294.73 |  | BR304100060
NZL-W 400 | nozzle with long airflow | o |  | 332.84 |  | BR304100070
NZL-W 450 | nozzle with long airflow |  |  | 380.2 |  | BR304100080
Nozzles with thermoregulation DF-49 TR
DF-49-TR-5 | nozzle with thermoregulation |  |  | on request |  | KO112100030
DF-49-TR-8 | nozzle with thermoregulation |  |  | on request |  | KO112100040
DF-49-TR-12 | nozzle with thermoregulation |  |  | on request |  | KO112100010
DF-49-TR-16 | nozzle with thermoregulation |  |  | on request |  | KO112100020
Multi nozzles MZL-KV
MZL-KV 200x100 | multi nozzle |  |  | on request
MZL-KV 275x100 | multi nozzle |  |  | 87.12 |  | BR321100020
MZL-KV 350x100 | multi nozzle |  |  | 106.03 |  | BR321100030
MZL-KV 425x100 | multi nozzle |  |  | 125 |  | BR321100040
MZL-KV 500x100 | multi nozzle |  |  | 143.91 |  | BR321100050
MZL-KV 700x100 | multi nozzle |  |  | 166.96 |  | BR321100060
MZL-KV 800x100 | multi nozzle |  |  | 186.86 |  | BR321100070
MZL-KV 1000x100 | multi nozzle |  |  | on request
MZL-KV 1200x100 | multi nozzle |  |  | 258.12 |  | BR321100090
MZL-KV 275x150 | multi nozzle |  |  | on request
MZL-KV 350x150 | multi nozzle |  |  | 165.88 |  | BR321100110
MZL-KV 425x150 | multi nozzle |  |  | 201.51 |  | BR321100120
MZL-KV 500x150 | multi nozzle |  |  | 237.09 |  | BR321100130
MZL-KV 700x150 | multi nozzle |  |  | on request
MZL-KV 800x150 | multi nozzle |  |  | 313.74 |  | BR321100150
MZL-KV 1000x150 | multi nozzle |  |  | 386.59 |  | BR321100160
MZL-KV 1200x150 | multi nozzle |  |  | 460.66 |  | BR321100170
MZL-KV 275x200 | multi nozzle |  |  | on request
MZL-KV 350x200 | multi nozzle |  |  | 230.47 |  | BR321100190
MZL-KV 425x200 | multi nozzle |  |  | 282.76 |  | BR321100200
MZL-KV 500x200 | multi nozzle |  |  | 334.81 |  | BR321100210
MZL-KV 700x200 | multi nozzle |  |  | on request
MZL-KV 800x200 | multi nozzle |  |  | on request
MZL-KV 1000x200 | multi nozzle |  |  | 551.67 |  | BR321100240
MZL-KV 1200x200 | multi nozzle |  |  | on request
Accessories
R1 | regulation dampers
Multi nozzles MZL-VK
MZL-VK 200x100 | multi nozzle | o |  | 59.05 |  | BR322100010
MZL-VK 300x100 | multi nozzle |  |  | 76.09 |  | BR322100020
MZL-VK 400x100 | multi nozzle |  |  | 93.22 |  | BR322100030
MZL-VK 500x100 | multi nozzle |  |  | 110.4 |  | BR322100040
MZL-VK 600x100 | multi nozzle |  |  | 127.49 |  | BR322100050
MZL-VK 700x100 | multi nozzle |  |  | 144.52 |  | BR322100060
MZL-VK 800x100 | multi nozzle |  |  | 161.61 |  | BR322100070
MZL-VK 1000x100 | multi nozzle |  |  | on request
MZL-VK 1200x100 | multi nozzle |  |  | 230.05 |  | BR322100090
MZL-VK 300x150 | multi nozzle | o |  | 113.64 |  | BR322100100
MZL-VK 400x150 | multi nozzle |  |  | 145.18 |  | BR322100110
MZL-VK 500x150 | multi nozzle | o |  | 176.72 |  | BR322100120
MZL-VK 600x150 | multi nozzle |  |  | 208.27 |  | BR322100130
MZL-VK 700x150 | multi nozzle |  |  | on request
MZL-VK 800x150 | multi nozzle |  |  | 271.49 |  | BR322100150
MZL-VK 1000x150 | multi nozzle |  |  | 334.58 |  | BR322100160
MZL-VK 1200x150 | multi nozzle |  |  | on request
MZL-VK 300x200 | multi nozzle |  |  | 155.09 |  | BR322100180
MZL-VK 400x200 | multi nozzle |  |  | 201.09 |  | BR322100190
MZL-VK 500x200 | multi nozzle |  |  | 247.23 |  | BR322100200
MZL-VK 600x200 | multi nozzle |  |  | 293.13 |  | BR322100210
MZL-VK 700x200 | multi nozzle |  |  | 339.18 |  | BR322100220
MZL-VK 800x200 | multi nozzle |  |  | on request
MZL-VK 1000x200 | multi nozzle |  |  | on request
MZL-VK 1200x200 | multi nozzle |  |  | 569.46 |  | BR322100250
MZL-VK 400x250 | multi nozzle |  |  | 257.04 |  | BR322100260
MZL-VK 500x250 | multi nozzle |  |  | on request
MZL-VK 600x250 | multi nozzle |  |  | 378.09 |  | BR322100280
MZL-VK 700x250 | multi nozzle |  |  | on request
MZL-VK 800x250 | multi nozzle |  |  | 499.05 |  | BR322100300
MZL-VK 1000x250 | multi nozzle |  |  | on request
MZL-VK 1200x250 | multi nozzle |  |  | on request
MZL-VK 500x300 | multi nozzle |  |  | on request
MZL-VK 600x300 | multi nozzle |  |  | 458.87 |  | BR322100340
MZL-VK 700x300 | multi nozzle |  |  | on request
MZL-VK 800x300 | multi nozzle |  |  | 608.84 |  | BR322100360
MZL-VK 1000x300 | multi nozzle |  |  | on request
MZL-VK 1200x300 | multi nozzle |  |  | on request
Extract and supply elements
FRESH 100 Thermo | supply element with thermostat | o |  | 129.03 |  | FR100100010
FRESH 100 extension | extension 100 mm | o |  | 5.68 |  | FR100100020
FRESH 100 wind back draft shutter | wind protection | o |  | 27.27 |  | FR100100030
RIV | fresh air valve | o |  | 43.18 |  | AB310100010
PPA 1 | fresh air supply element | o |  | 158.84 |  | LB100101010
PPA 2 | fresh air supply element |  |  | 161.66 |  | LB100101020
ULZ 1 | additional silencer for PPA (> 300 mm) |  | * | 46.47 |  | LB100201020
ULZ 2 | cover flanges DN 241 mm for PPA |  | * | 14.32 |  | LB100201025
ULZ 3 | filter for PPA |  | * | 12.67 |  | LB100201010
ULZ 4 | insect protection net for PPA |  | * | 27.46 |  | LB100201015
PPV 1 | fresh air supply element |  | * | 139.31 |  | LB100105010
PPV 2 | fresh air supply element |  | * | 146.82 |  | LB100105020
PPV 01 | telescope wall extention 230 mm |  | * | 134.48 |  | LB100200010
PPV 02 | telescope wall extention 470 mm |  | * | 165.51 |  | LB100200020
PPV 03 | telescope wall extention with silencer |  | * | 288.44 |  | LB100200030
ECA 22 B | selfregulated supply window element with silencer |  |  | 49.1 | 5209163500 | SP497100020
ECA 22 S | selfregulated supply window element with silencer |  |  | 49.1 | 5209163600 | SP497100030
ECA 22 W | selfregulated supply window element with silencer |  |  | 49.1 | 52091640 | SP497100010
ECA 22 RA B | selfregulated supply window element with double silencer |  |  | 70.83 | 5209162800 | SP497200020
ECA 22 RA S | selfregulated supply window element with double silencer |  |  | 70.83 | 5209163100 | SP497200030
ECA 22 RA W | selfregulated supply window element with double silencer |  |  | 73.37 | 5209162500 | SP497200010
ECA 30 B | selfregulated supply window element with silencer |  |  | 50.83 | 5209163800 | SP497100050
ECA 30 S | selfregulated supply window element with silencer |  |  | 49.1 | 5209163900 | SP497100060
ECA 30 W | selfregulated supply window element with silencer |  |  | 50.83 | 5209163700 | SP497100040
ECA 30 RA B | selfregulated supply window element with double silencer |  |  | 70.83 | 5209162900 | SP497200050
ECA 30 RA S | selfregulated supply window element with double silencer |  |  | 70.83 | 5209163200 | SP497200060
ECA 30 RA W | selfregulated supply window element with double silencer |  |  | 73.37 | 5209162600 | SP497200040
ECA 45 B | selfregulated supply window element with silencer |  |  | 56.33 | 5209164100 | SP497100080
ECA 45 S | selfregulated supply window element with silencer |  |  | 56.33 | 5209164200 | SP497100090
ECA 45 W | selfregulated supply window element with silencer |  |  | 58.3 | 5209164000 | SP497100070
ECA 45 RA B | selfregulated supply window element with double silencer |  |  | 78.15 | 5209163000 | SP497200080
ECA 45 RA S | selfregulated supply window element with double silencer |  |  | 78.15 | 5209163300 | SP497200090
ECA 45 RA W | selfregulated supply window element with double silencer |  |  | 80.92 | 5209162700 | SP497200070
ECA-HY RA 6/45 | supply element with double silencer regulated according humidity |  |  | 90.36 | 5209172500 | SP497200100
EC-HY 6/45 | supply element regulated according humidity |  |  | 74.35 | 5209172300 | SP497201040
EC 22 N | selfregulated supply window element |  |  | 16.01 | 5209161900 | SP497201010
EC 30 N | selfregulated supply window element |  |  | 16.01 | 5209162000 | SP497201020
EC 45 N | selfregulated supply window element |  |  | 16.94 | 5209162100 | SP497201030
BDOP 100 KIT | supply element with silencer | o |  | 68.06 |  | SP476100016
BDOP 125 KIT | supply element with silencer | o |  | 74.35 |  | SP476100021
SILEM KIT 22 | selfregulated supply element with silencer |  |  | 130.11 | 5209195800 | SP497300010
SILEM KIT 30 | selfregulated supply element with silencer |  |  | 130.11 | 5209195900 | SP497300020
SILEM KIT HY 125 | supply element with silencer regulated according humidity |  |  | 146.64 | 5209196100 | SP497300030
WHG KIT | supply element with silencer |  |  | 87.78 |  | PR710800010
Measuring rings
MR 100 | ,measuring ring with pressure sampling |  |  | 95.33 |  | AB260100010
MR 125 | ,measuring ring with pressure sampling |  |  | 97.49 |  | AB260100030
MR 160 | ,measuring ring with pressure sampling |  |  | 101.86 |  | AB260100050
MR 200 | ,measuring ring with pressure sampling |  |  | 108.29 |  | AB260100060
MR 250 | ,measuring ring with pressure sampling |  |  | 115.19 |  | AB260100070
MR 315 | ,measuring ring with pressure sampling |  |  | 144.95 |  | AB260100080
MR 400 | ,measuring ring with pressure sampling |  |  | 170.39 |  | AB260100090
MR 500 | ,measuring ring with pressure sampling |  |  | 202.45 |  | AB260100100
MR 630 | ,measuring ring with pressure sampling |  |  | 302.05 |  | AB260100110
MR 800 | ,measuring ring with pressure sampling |  |  | 381.8 |  | AB260100120
MR 1000 | ,measuring ring with pressure sampling |  |  | 454.09 |  | AB260100020
MR 1250 | ,measuring ring with pressure sampling |  |  | 492.9 |  | AB260100040
Door grilles
PT 489 B | door grille white | o | * | 16.71 |  | RF550100010
PT 489 M | door grille brown | o |  | 16.71 |  | RF550100020
DME 200x100 | door grille |  |  | 18.49 |  | BR331100010
DME 200x200 | door grille |  |  | 25.02 |  | BR331100180
DME 300x100 | door grille |  |  | 21.5 |  | BR331100020
DME 300x160 | door grille |  |  | 26.61 |  | BR331100100
DME 300x200 | door grille |  |  | 32.11 |  | BR331100190
DME 300x300 | door grille |  |  | 39.8 |  | BR331100270
DME 400x100 | door grille |  |  | 25.02 |  | BR331100030
DME 400x160 | door grille |  |  | 31.4 |  | BR331100110
DME 400x200 | door grille |  |  | 36.66 |  | BR331100200
DME 400x300 | door grille |  |  | 45.3 |  | BR331100280
DME 400x400 | door grille |  |  | 56.14 |  | BR331100310
DME 500x100 | door grille |  |  | 28.02 |  | BR331100040
DME 500x160 | door grille |  |  | 35.16 |  | BR331100120
DME 500x200 | door grille |  |  | 39.8 |  | BR331100210
DME 500x300 | door grille |  |  | 51.49 |  | BR331100290
DME 500x400 | door grille |  |  | 64.12 |  | BR331100320
DME 600x100 | door grille |  |  | 32.11 |  | BR331100050
DME 600x160 | door grille |  |  | 37.36 |  | BR331100130
DME 600x200 | door grille |  |  | 45.3 |  | BR331100220
DME 600x300 | door grille |  |  | 57.78 |  | BR331100300
DME 600x400 | door grille |  |  | 76.98 |  | BR331100330
DME 700x100 | door grille |  |  | 34.31 |  | BR331100060
DME 700x160 | door grille |  |  | 42.81 |  | BR331100140
DME 700x200 | door grille |  |  | 51.49 |  | BR331100230
DME 700x400 | door grille |  |  | 89.75 |  | BR331100340
DME 800x100 | door grille |  |  | 36.57 |  | BR331100070
DME 800x160 | door grille |  |  | 45.62 |  | BR331100150
DME 800x200 | door grille |  |  | 54.64 |  | BR331100240
DME 800x400 | door grille |  |  | 100.68 |  | BR331100350
DME 900x100 | door grille |  |  | 38.21 |  | BR331100080
DME 900x160 | door grille |  |  | 47.92 |  | BR331100160
DME 900x200 | door grille |  |  | 57.78 |  | BR331100250
DME 900x400 | door grille |  |  | 115.38 |  | BR331100360
DME 1000x100 | door grille |  |  | 39.8 |  | BR331100090
DME 1000x160 | door grille |  |  | 51.96 |  | BR331100170
DME 1000x200 | door grille |  |  | 64.12 |  | BR331100260
DME 1000x400 | door grille |  |  | 118.71 |  | BR331100370
DME-C 200x100 | door grille with counterframe |  |  | 25.49 |  | BR331110010
DME-C 200x200 | door grille with counterframe |  |  | 35.91 |  | BR331110180
DME-C 300x100 | door grille with counterframe |  |  | 30.7 |  | BR331110020
DME-C 300x160 | door grille with counterframe |  |  | 37.55 |  | BR331110100
DME-C 300x200 | door grille with counterframe |  |  | 45.3 |  | BR331110190
DME-C 300x300 | door grille with counterframe |  |  | 55.34 |  | BR331110270
DME-C 400x100 | door grille with counterframe |  |  | 35.91 |  | BR331110030
DME-C 400x160 | door grille with counterframe |  |  | 44.4 |  | BR331110110
DME-C 400x200 | door grille with counterframe |  |  | 51.49 |  | BR331110200
DME-C 400x300 | door grille with counterframe |  |  | 63.93 |  | BR331110280
DME-C 400x400 | door grille with counterframe |  |  | 79.04 |  | BR331110310
DME-C 500x100 | door grille with counterframe |  |  | 40.56 |  | BR331110040
DME-C 500x160 | door grille with counterframe |  |  | 49.94 |  | BR331110120
DME-C 500x200 | door grille with counterframe |  |  | 56.98 |  | BR331110210
DME-C 500x300 | door grille with counterframe |  |  | 72.57 |  | BR331110290
DME-C 500x400 | door grille with counterframe |  |  | 90.03 |  | BR331110320
DME-C 600x100 | door grille with counterframe |  |  | 46.05 |  | BR331110050
DME-C 600x160 | door grille with counterframe |  |  | 53.84 |  | BR331110130
DME-C 600x200 | door grille with counterframe |  |  | 63.93 |  | BR331110220
DME-C 600x300 | door grille with counterframe |  |  | 81.11 |  | BR331110300
DME-C 600x400 | door grille with counterframe |  |  | 108.1 |  | BR331110330
DME-C 700x100 | door grille with counterframe |  |  | 48.72 |  | BR331110060
DME-C 700x160 | door grille with counterframe |  |  | 60.69 |  | BR331110140
DME-C 700x200 | door grille with counterframe |  |  | 72.57 |  | BR331110230
DME-C 700x400 | door grille with counterframe |  |  | 126.12 |  | BR331110340
DME-C 800x100 | door grille with counterframe |  |  | 51.49 |  | BR331110070
DME-C 800x160 | door grille with counterframe |  |  | 64.17 |  | BR331110150
DME-C 800x200 | door grille with counterframe |  |  | 76.89 |  | BR331110240
DME-C 800x400 | door grille with counterframe |  |  | 141.57 |  | BR331110350
DME-C 900x100 | door grille with counterframe |  |  | 54.17 |  | BR331110080
DME-C 900x160 | door grille with counterframe |  |  | 67.87 |  | BR331110160
DME-C 900x200 | door grille with counterframe |  |  | 81.11 |  | BR331110250
DME-C 900x400 | door grille with counterframe |  |  | 162.22 |  | BR331110360
DME-C 1000x100 | door grille with counterframe |  |  | 56.98 |  | BR331110090
DME-C 1000x160 | door grille with counterframe |  |  | 73.51 |  | BR331110170
DME-C 1000x200 | door grille with counterframe |  |  | 90.03 |  | BR331110260
DME-C 1000x400 | door grille with counterframe |  |  | 166.82 |  | BR331110370
DME-DR 200x100 | counterframe |  |  | 7.09 |  | BR331120010
DME-DR 200x200 | counterframe |  |  | on request
DME-DR 300x100 | counterframe |  |  | on request
DME-DR 300x160 | counterframe |  |  | on request
DME-DR 300x200 | counterframe |  |  | on request
DME-DR 300x300 | counterframe |  |  | on request
DME-DR 400x100 | counterframe |  |  | on request
DME-DR 400x160 | counterframe |  |  | 13.05 |  | BR331120110
DME-DR 400x200 | counterframe |  |  | 17.13 |  | BR331120200
DME-DR 400x300 | counterframe |  |  | on request
DME-DR 400x400 | counterframe |  |  | on request
DME-DR 500x100 | counterframe |  |  | 12.53 |  | BR331120040
DME-DR 500x160 | counterframe |  |  | on request
DME-DR 500x200 | counterframe |  |  | on request
DME-DR 500x300 | counterframe |  |  | 20.47 |  | BR331120290
DME-DR 500x400 | counterframe |  |  | on request
DME-DR 600x100 | counterframe |  |  | 14.03 |  | BR331120050
DME-DR 600x160 | counterframe |  |  | on request
DME-DR 600x200 | counterframe |  |  | 18.68 |  | BR331120220
DME-DR 600x300 | counterframe |  |  | on request
DME-DR 600x400 | counterframe |  |  | on request
DME-DR 700x100 | counterframe |  |  | on request
DME-DR 700x160 | counterframe |  |  | on request
DME-DR 700x200 | counterframe |  |  | on request
DME-DR 700x400 | counterframe |  |  | 36.38 |  | BR331120340
DME-DR 800x100 | counterframe |  |  | on request
DME-DR 800x160 | counterframe |  |  | on request
DME-DR 800x200 | counterframe |  |  | on request
DME-DR 800x400 | counterframe |  |  | on request
DME-DR 900x100 | counterframe |  |  | on request
DME-DR 900x160 | counterframe |  |  | on request
DME-DR 900x200 | counterframe |  |  | on request
DME-DR 900x400 | counterframe |  |  | on request
DME-DR 1000x100 | counterframe |  |  | on request
DME-DR 1000x160 | counterframe |  |  | on request
DME-DR 1000x200 | counterframe |  |  | on request
DME-DR 1000x400 | counterframe |  |  | on request
Door grilles
HSO 300*100 | adjustable door grille |  |  | 27.83 |  | AB130100010
HSO 400*100 | adjustable door grille |  |  | 36.38 |  | AB130100030
HSO 500*100 | adjustable door grille |  |  | 46 |  | AB130100050
HSO 300*150 | adjustable door grille |  |  | 34.59 |  | AB130100020
HSO 400*150 | adjustable door grille |  |  | 50.83 |  | AB130100040
HSO 500*150 | adjustable door grille |  |  | 59.38 |  | AB130100060
HUS 300*100 | door grille |  |  | 13.52 |  | AB130100070
HUS 400*100 | door grille |  |  | 18.31 |  | AB130100090
HUS 500*100 | door grille |  |  | 22.91 |  | AB130100110
HUS 300*150 | door grille |  |  | 17.13 |  | AB130100080
HUS 400*150 | door grille |  |  | 24.97 |  | AB130100100
HUS 500*150 | door grille |  |  | 29.67 |  | AB130100120
Fire place grilles
Fire place grille 110x110 white | fire place grille |  |  | 13.28 |  | ZA100100010
Fire place grille 110x110 black pearl | fire place grille |  |  | 14.03 |  | ZA106100010
Fire place grille 110x110 black silver | fire place grille |  |  | 13.75 |  | ZA104100010
Fire place grille 110x110 black gold | fire place grille |  |  | 13.75 |  | ZA105100010
Fire place grille 110x110 Diana | fire place grille |  |  | 11.36 |  | ZA110100010
Fire place grille 110x110 chrome nickel | fire place grille |  |  | 29.57 |  | ZA101100010
Fire place grille 110x110 creamy | fire place grille |  |  | 13.75 |  | ZA108100010
Fire place grille 110x110 polished | fire place grille |  |  | 29.57 |  | ZA103100010
Fire place grille 110x110 copper | fire place grille |  |  | 13.75 |  | ZA107100010
Fire place grille 110x110 gilded | fire place grille |  |  | 62.29 |  | ZA102100010
Fire place grille 110x110 rustic | fire place grille |  |  | 39.99 |  | ZA109100010
Fire place grille 110x170 white | fire place grille |  |  | 14.03 |  | ZA100100020
Fire place grille 110x170 black pearl | fire place grille |  |  | 13.75 |  | ZA106100020
Fire place grille 110x170 black silver | fire place grille |  |  | 13.75 |  | ZA104100020
Fire place grille 110x170 black gold | fire place grille |  |  | 13.75 |  | ZA105100020
Fire place grille 110x170 Diana | fire place grille |  |  | 11.36 |  | ZA110100020
Fire place grille 110x170 chrome nickel | fire place grille |  |  | 30.18 |  | ZA101100020
Fire place grille 110x170 creamy | fire place grille |  |  | 13.75 |  | ZA108100020
Fire place grille 110x170 polished | fire place grille |  |  | 29.57 |  | ZA103100020
Fire place grille 110x170 copper | fire place grille |  |  | 13.75 |  | ZA107100020
Fire place grille 110x170 gilded | fire place grille |  |  | 75.81 |  | ZA102100020
Fire place grille 110x170 rustic | fire place grille |  |  | 39.99 |  | ZA109100020
Fire place grille 110x240 white | fire place grille |  |  | 14.32 |  | ZA100100030
Fire place grille 110x240 black pearl | fire place grille |  |  | 15.07 |  | ZA106100030
Fire place grille 110x240 black silver | fire place grille |  |  | 15.07 |  | ZA104100030
Fire place grille 110x240 black gold | fire place grille |  |  | 15.07 |  | ZA105100030
Fire place grille 110x240 chrome nickel | fire place grille |  |  | 30.09 |  | ZA101100030
Fire place grille 110x240 creamy | fire place grille |  |  | 15.07 |  | ZA108100030
Fire place grille 110x240 polished | fire place grille |  |  | 30.09 |  | ZA103100030
Fire place grille 110x240 copper | fire place grille |  |  | 15.07 |  | ZA107100030
Fire place grille 110x240 gilded | fire place grille |  |  | 95.52 |  | ZA102100030
Fire place grille 110x240 rustic | fire place grille |  |  | 39.99 |  | ZA109100030
Fire place grille 110x320 white | fire place grille |  |  | 23.84 |  | ZA100100040
Fire place grille 110x320 black pearl | fire place grille |  |  | 24.41 |  | ZA106100040
Fire place grille 110x320 black silver | fire place grille |  |  | 24.41 |  | ZA104100040
Fire place grille 110x320 black gold | fire place grille |  |  | 24.41 |  | ZA105100040
Fire place grille 110x320 Diana | fire place grille |  |  | 16.76 |  | ZA110100040
Fire place grille 110x320 chrome nickel | fire place grille |  |  | 49.33 |  | ZA101100040
Fire place grille 110x320 creamy | fire place grille |  |  | 24.41 |  | ZA108100040
Fire place grille 110x320 polished | fire place grille |  |  | 49.33 |  | ZA103100040
Fire place grille 110x320 copper | fire place grille |  |  | 24.41 |  | ZA107100040
Fire place grille 110x320 gilded | fire place grille |  |  | 104.86 |  | ZA102100040
Fire place grille 110x320 rustic | fire place grille |  |  | 59.19 |  | ZA109100040
Fire place grille 110x420 white | fire place grille |  |  | 23.38 |  | ZA100100050
Fire place grille 110x420 black pearl | fire place grille |  |  | 24.41 |  | ZA106100050
Fire place grille 110x420 black silver | fire place grille |  |  | 24.41 |  | ZA104100050
Fire place grille 110x420 black gold | fire place grille |  |  | 24.41 |  | ZA105100050
Fire place grille 110x420 Diana | fire place grille |  |  | 16.76 |  | ZA110100050
Fire place grille 110x420 chrome nickel | fire place grille |  |  | 49.33 |  | ZA101100050
Fire place grille 110x420 creamy | fire place grille |  |  | 24.41 |  | ZA108100050
Fire place grille 110x420 polished | fire place grille |  |  | 49.33 |  | ZA103100050
Fire place grille 110x420 copper | fire place grille |  |  | 24.41 |  | ZA107100050
Fire place grille 110x420 gilded | fire place grille |  |  | 124.58 |  | ZA102100050
Fire place grille 110x420 rustic | fire place grille |  |  | 59.19 |  | ZA109100050
Fire place grille 170x170 white | fire place grille |  |  | 15.35 |  | ZA100100060
Fire place grille 170x170 black pearl | fire place grille |  |  | 32.72 |  | ZA106100060
Fire place grille 170x170 black silver | fire place grille |  |  | 16.1 |  | ZA104100060
Fire place grille 170x170 black gold | fire place grille |  |  | 16.1 |  | ZA105100060
Fire place grille 170x170 Diana | fire place grille |  |  | 12.39 |  | ZA110100060
Fire place grille 170x170 chrome nickel | fire place grille |  |  | 31.17 |  | ZA101100060
Fire place grille 170x170 creamy | fire place grille |  |  | 16.43 |  | ZA108100060
Fire place grille 170x170 polished | fire place grille |  |  | 31.17 |  | ZA103100060
Fire place grille 170x170 copper | fire place grille |  |  | 16.1 |  | ZA107100060
Fire place grille 170x170 rustic | fire place grille |  |  | 26.71 |  | ZA109100060
Fire place grille 170x300 white | fire place grille |  |  | 20.65 |  | ZA100100070
Fire place grille 170x300 black pearl | fire place grille |  |  | 22.34 |  | ZA106100070
Fire place grille 170x300 black silver | fire place grille |  |  | 22.34 |  | ZA104100070
Fire place grille 170x300 Diana | fire place grille |  |  | 15.54 |  | ZA110100070
Fire place grille 170x300 chrome nickel | fire place grille |  |  | 37.88 |  | ZA101100070
Fire place grille 170x300 creamy | fire place grille |  |  | 22.34 |  | ZA108100070
Fire place grille 170x300 polished | fire place grille |  |  | 37.88 |  | ZA103100070
Fire place grille 170x300 copper | fire place grille |  |  | 22.34 |  | ZA107100070
Fire place grille 170x300 rustic | fire place grille |  |  | 36.33 |  | ZA109100070
Fire place grille 170x370 white | fire place grille |  |  | 23.38 |  | ZA100100080
Fire place grille 170x370 black pearl | fire place grille |  |  | 25.44 |  | ZA106100080
Fire place grille 170x370 black silver | fire place grille |  |  | 49.1 |  | ZA104100080
Fire place grille 170x370 black gold | fire place grille |  |  | 22.34 |  | ZA105100080
Fire place grille 170x370 Diana | fire place grille |  |  | 16.1 |  | ZA110100080
Fire place grille 170x370 chrome nickel | fire place grille |  |  | 48.16 |  | ZA101100080
Fire place grille 170x370 creamy | fire place grille |  |  | 25.44 |  | ZA108100080
Fire place grille 170x370 copper | fire place grille |  |  | 25.44 |  | ZA107100080
Fire place grille 170x370 rustic | fire place grille |  |  | 44.17 |  | ZA109100080
Fire place grille 170x490 white | fire place grille |  |  | 27.51 |  | ZA100100090
Fire place grille 170x490 black pearl | fire place grille |  |  | 29.57 |  | ZA106100090
Fire place grille 170x490 black silver | fire place grille |  |  | 25.44 |  | ZA104100090
Fire place grille 170x490 black gold | fire place grille |  |  | 29.57 |  | ZA105100090
Fire place grille 170x490 Diana | fire place grille |  |  | 18.02 |  | ZA110100090
Fire place grille 170x490 chrome nickel | fire place grille |  |  | 58.16 |  | ZA101100090
Fire place grille 170x490 creamy | fire place grille |  |  | 29.57 |  | ZA108100090
Fire place grille 170x490 polished | fire place grille |  |  | 58.16 |  | ZA103100090
Fire place grille 170x490 copper | fire place grille |  |  | 29.57 |  | ZA107100090
Fire place grille 170x490 rustic | fire place grille |  |  | 58.16 |  | ZA109100090
Fire place grille 220x220 white | fire place grille |  |  | 25.96 |  | ZA100100100
Fire place grille 220x220 black pearl | fire place grille |  |  | 27.51 |  | ZA106100100
Fire place grille 220x220 black silver | fire place grille |  |  | 27.51 |  | ZA104100100
Fire place grille 220x220 black gold | fire place grille |  |  | 27.51 |  | ZA105100100
Fire place grille 220x220 Diana | fire place grille |  |  | 13.52 |  | ZA110100100
Fire place grille 220x220 chrome nickel | fire place grille |  |  | 33.37 |  | ZA101100100
Fire place grille 220x220 creamy | fire place grille |  |  | 27.51 |  | ZA108100100
Fire place grille 220x220 polished | fire place grille |  |  | 32.72 |  | ZA103100100
Fire place grille 220x220 copper | fire place grille |  |  | 27.51 |  | ZA107100100
Fire place grille 220x220 gilded | fire place grille |  |  | 124.58 |  | ZA102100100
Fire place grille 220x220 rustic | fire place grille |  |  | 58.67 |  | ZA109100100
Fire place grille with blinds 170x170 white | fire place grille with blinds | o |  | 22.81 |  | ZA100200010
Fire place grille with blinds 170x170 black pearl | fire place grille with blinds |  |  | 24.88 |  | ZA106200010
Fire place grille with blinds 170x170 black silver | fire place grille with blinds |  |  | 24.41 |  | ZA104200010
Fire place grille with blinds 170x170 black gold | fire place grille with blinds |  |  | 24.41 |  | ZA105200010
Fire place grille with blinds 170x170 Diana | fire place grille with blinds |  |  | 15.54 |  | ZA110200010
Fire place grille with blinds 170x170 chrome nickel | fire place grille with blinds |  |  | 43.09 |  | ZA101200010
Fire place grille with blinds 170x170 creamy | fire place grille with blinds |  |  | 24.41 |  | ZA108200010
Fire place grille with blinds 170x170 polished | fire place grille with blinds |  |  | 45.25 |  | ZA103200010
Fire place grille with blinds 170x170 copper | fire place grille with blinds |  |  | 24.41 |  | ZA107200010
Fire place grille with blinds 170x170 gilded | fire place grille with blinds |  |  | 96.51 |  | ZA102200010
Fire place grille with blinds 170x170 rustic | fire place grille with blinds |  |  | 33.8 |  | ZA109200010
Fire place grille with blinds 170x300 white | fire place grille with blinds |  |  | 30.18 |  | ZA100200020
Fire place grille with blinds 170x300 black pearl | fire place grille with blinds |  |  | 33.75 |  | ZA106200020
Fire place grille with blinds 170x300 black silver | fire place grille with blinds |  |  | 33.75 |  | ZA104200020
Fire place grille with blinds 170x300 black gold | fire place grille with blinds |  |  | 33.75 |  | ZA105200020
Fire place grille with blinds 170x300 Diana | fire place grille with blinds |  |  | 16.1 |  | ZA110200020
Fire place grille with blinds 170x300 chrome nickel | fire place grille with blinds |  |  | 50.88 |  | ZA101200020
Fire place grille with blinds 170x300 creamy | fire place grille with blinds |  |  | 33.75 |  | ZA108200020
Fire place grille with blinds 170x300 polished | fire place grille with blinds |  |  | 50.88 |  | ZA103200020
Fire place grille with blinds 170x300 copper | fire place grille with blinds |  |  | 33.75 |  | ZA107200020
Fire place grille with blinds 170x300 gilded | fire place grille with blinds |  |  | 115.23 |  | ZA102200020
Fire place grille with blinds 170x300 rustic | fire place grille with blinds |  |  | 47.41 |  | ZA109200020
Fire place grille with blinds 170x370 white | fire place grille with blinds |  |  | 39.48 |  | ZA100200030
Fire place grille with blinds 170x370 black pearl | fire place grille with blinds |  |  | 41.82 |  | ZA106200030
Fire place grille with blinds 170x370 black silver | fire place grille with blinds |  |  | 41.02 |  | ZA104200030
Fire place grille with blinds 170x370 black gold | fire place grille with blinds |  |  | 41.02 |  | ZA105200030
Fire place grille with blinds 170x370 Diana | fire place grille with blinds |  |  | 19.15 |  | ZA110200030
Fire place grille with blinds 170x370 chrome nickel | fire place grille with blinds |  |  | 54.5 |  | ZA101200030
Fire place grille with blinds 170x370 creamy | fire place grille with blinds |  |  | 41.02 |  | ZA108200030
Fire place grille with blinds 170x370 polished | fire place grille with blinds |  |  | 54.5 |  | ZA103200030
Fire place grille with blinds 170x370 copper | fire place grille with blinds |  |  | 41.02 |  | ZA107200030
Fire place grille with blinds 170x370 gilded | fire place grille with blinds |  |  | 133.92 |  | ZA102200030
Fire place grille with blinds 170x370 rustic | fire place grille with blinds |  |  | 69.05 |  | ZA109200030
Fire place grille with blinds 170x490 white | fire place grille with blinds |  |  | 41.02 |  | ZA100200040
Fire place grille with blinds 170x490 black pearl | fire place grille with blinds |  |  | 45.16 |  | ZA106200040
Fire place grille with blinds 170x490 black silver | fire place grille with blinds |  |  | 45.16 |  | ZA104200040
Fire place grille with blinds 170x490 black gold | fire place grille with blinds |  |  | 45.16 |  | ZA105200040
Fire place grille with blinds 170x490 chrome nickel | fire place grille with blinds |  |  | 69.05 |  | ZA101200040
Fire place grille with blinds 170x490 creamy | fire place grille with blinds |  |  | 45.16 |  | ZA108200040
Fire place grille with blinds 170x490 polished | fire place grille with blinds |  |  | 69.05 |  | ZA103200040
Fire place grille with blinds 170x490 copper | fire place grille with blinds |  |  | 45.16 |  | ZA107200040
Fire place grille with blinds 170x490 gilded | fire place grille with blinds |  |  | 175.46 |  | ZA102200040
Fire place grille with blinds 220x220 white | fire place grille with blinds |  |  | 39.99 |  | ZA100200050
Fire place grille with blinds 220x220 black pearl | fire place grille with blinds |  |  | 39.99 |  | ZA106200050
Fire place grille with blinds 220x220 black silver | fire place grille with blinds |  |  | 39.99 |  | ZA104200050
Fire place grille with blinds 220x220 black gold | fire place grille with blinds |  |  | 39.99 |  | ZA105200050
Fire place grille with blinds 220x220 Diana | fire place grille with blinds |  |  | 16.1 |  | ZA110200050
Fire place grille with blinds 220x220 chrome nickel | fire place grille with blinds |  |  | 43.09 |  | ZA101200050
Fire place grille with blinds 220x220 creamy | fire place grille with blinds |  |  | 39.99 |  | ZA108200050
Fire place grille with blinds 220x220 polished | fire place grille with blinds |  |  | 43.09 |  | ZA103200050
Fire place grille with blinds 220x220 copper | fire place grille with blinds |  |  | 39.99 |  | ZA107200050
Fire place grille with blinds 220x220 gilded | fire place grille with blinds |  |  | 133.92 |  | ZA102200050
Fire place grille with blinds 220x220 rustic | fire place grille with blinds |  |  | 69.05 |  | ZA109200050
Insert 170x170 d100 | extension with flange for circular duct connection |  | * | 5.12 |  | ZA500100010
Insert 170x170 d125 | extension with flange for circular duct connection | o | * | 4.88 |  | ZA500100110
Insert 170x170 d150 | extension with flange for circular duct connection |  | * | 4.88 |  | ZA500100210
Insert 170x300 d100 | extension with flange for circular duct connection |  | * | 5.44 |  | ZA500100020
Insert 170x300 d125 | extension with flange for circular duct connection |  |  | 5.44 |  | ZA500100120
Insert 170x300 d150 | extension with flange for circular duct connection |  | * | 5.44 |  | ZA500100220
Insert 170x370 d100 | extension with flange for circular duct connection |  |  | 5.44 |  | ZA500100040
Insert 220x220 d125 | extension with flange for circular duct connection |  | * | 5.44 |  | ZA500100130
Insert 220x220 d150 | extension with flange for circular duct connection |  |  | 5.44 |  | ZA500100230
Floor grilles
PME 300x100 | floor grille | o |  | 51.26 |  | BR150100020
PME 300x150 | floor grille |  |  | 70.83 |  | BR150100130
PME 400x100 | floor grille |  |  | 65.39 |  | BR150100030
PME 400x150 | floor grille | o |  | 89.93 |  | BR150100150
PME 400x200 | floor grille | o |  | 114.95 |  | BR150100250
PME 500x100 | floor grille |  |  | 79.56 |  | BR150100050
PME 500x150 | floor grille |  |  | 109.51 |  | BR150100170
PME 500x200 | floor grille |  |  | 139.31 |  | BR150100270
PME 500x300 | floor grille |  |  | 198.97 |  | BR150100350
PME 600x100 | floor grille |  |  | 93.64 |  | BR150100070
PME 600x150 | floor grille |  |  | 128.66 |  | BR150100190
PME 600x200 | floor grille |  |  | 173.02 |  | BR150100290
PME 600x300 | floor grille |  |  | 219.11 |  | BR150100370
PME 600x400 | floor grille |  |  | 284.12 |  | BR150100430
PME 600x500 | floor grille |  |  | 349.27 |  | BR150100490
PME 600x600 | floor grille |  |  | 363.92 |  | BR150100550
PME 800x100 | floor grille |  |  | 121.99 |  | BR150100090
PME 800x150 | floor grille |  |  | 167.24 |  | BR150100210
PME 800x200 | floor grille |  |  | 225.07 |  | BR150100310
PME 800x300 | floor grille |  |  | 283.51 |  | BR150100390
PME 800x400 | floor grille |  |  | 367.67 |  | BR150100450
PME 800x500 | floor grille |  |  | 451.55 |  | BR150100510
PME 800x600 | floor grille |  |  | 535.43 |  | BR150100570
PME 1000x100 | floor grille |  |  | 150.2 |  | BR150100110
PME 1000x150 | floor grille |  |  | 205.69 |  | BR150100230
PME 1000x200 | floor grille |  |  | 276.7 |  | BR150100330
PME 1000x300 | floor grille |  |  | 347.96 |  | BR150100410
PME 1000x400 | floor grille |  |  | 450.99 |  | BR150100470
PME 1000x500 | floor grille |  |  | 553.6 |  | BR150100530
PME 1000x600 | floor grille |  |  | 656.44 |  | BR150100590
Floor grilles accessories
PME-PZ 300x100 | dust collector for floor grilles |  |  | 71.25 |  | BR152100010
PME-PZ 300x150 | dust collector for floor grilles |  |  | 72.52 |  | BR152100130
PME-PZ 400x100 | dust collector for floor grilles |  |  | 77.21 |  | BR152100030
PME-PZ 400x150 | dust collector for floor grilles |  |  | 79.19 |  | BR152100150
PME-PZ 400x200 | dust collector for floor grilles |  |  | 80.36 |  | BR152100250
PME-PZ 500x100 | dust collector for floor grilles |  |  | 82.89 |  | BR152100050
PME-PZ 500x150 | dust collector for floor grilles |  |  | 83.79 |  | BR152100170
PME-PZ 500x200 | dust collector for floor grilles |  |  | 84.91 |  | BR152100270
PME-PZ 500x300 | dust collector for floor grilles |  |  | 90.22 |  | BR152100350
PME-PZ 600x100 | dust collector for floor grilles |  |  | 86.51 |  | BR152100070
PME-PZ 600x150 | dust collector for floor grilles |  |  | 87.73 |  | BR152100190
PME-PZ 600x200 | dust collector for floor grilles |  |  | 90.22 |  | BR152100290
PME-PZ 600x300 | dust collector for floor grilles |  |  | 94.3 |  | BR152100370
PME-PZ 600x400 | dust collector for floor grilles |  |  | 97.44 |  | BR152100430
PME-PZ 600x500 | dust collector for floor grilles |  |  | 102.66 |  | BR152100490
PME-PZ 600x600 | dust collector for floor grilles |  |  | 107.58 |  | BR152100550
PME-PZ 800x100 | dust collector for floor grilles |  |  | 100.21 |  | BR152100090
PME-PZ 800x150 | dust collector for floor grilles |  |  | 104.2 |  | BR152100210
PME-PZ 800x200 | dust collector for floor grilles |  |  | 106.41 |  | BR152100310
PME-PZ 800x300 | dust collector for floor grilles |  |  | 112.89 |  | BR152100390
PME-PZ 800x400 | dust collector for floor grilles |  |  | 113.97 |  | BR152100450
PME-PZ 800x500 | dust collector for floor grilles |  |  | 116.55 |  | BR152100510
PME-PZ 800x600 | dust collector for floor grilles |  |  | 120.54 |  | BR152100570
PME-PZ 1000x100 | dust collector for floor grilles |  |  | 119.37 |  | BR152100110
PME-PZ 1000x150 | dust collector for floor grilles |  |  | 121.62 |  | BR152100230
PME-PZ 1000x200 | dust collector for floor grilles |  |  | 125.56 |  | BR152100330
PME-PZ 1000x300 | dust collector for floor grilles |  |  | 129.18 |  | BR152100410
PME-PZ 1000x400 | dust collector for floor grilles |  |  | 133.17 |  | BR152100470
PME-PZ 1000x500 | dust collector for floor grilles |  |  | 135.47 |  | BR152100530
PME-PZ 1000x600 | dust collector for floor grilles |  |  | 140.86 |  | BR152100590
PME-R1 300x100 | regulation for floor grilles |  |  | 21.54 |  | BR151100010
PME-R1 300x150 | regulation for floor grilles |  |  | 24.36 |  | BR151100130
PME-R1 400x100 | regulation for floor grilles |  |  | 22.91 |  | BR151100030
PME-R1 400x150 | regulation for floor grilles |  |  | 28.63 |  | BR151100150
PME-R1 400x200 | regulation for floor grilles | o |  | 34.31 |  | BR151100250
PME-R1 500x100 | regulation for floor grilles |  |  | 27.83 |  | BR151100050
PME-R1 500x150 | regulation for floor grilles |  |  | 32.86 |  | BR151100170
PME-R1 500x200 | regulation for floor grilles |  |  | 40.04 |  | BR151100270
PME-R1 500x300 | regulation for floor grilles |  |  | 50.04 |  | BR151100350
PME-R1 600x100 | regulation for floor grilles |  |  | 31.45 |  | BR151100070
PME-R1 600x150 | regulation for floor grilles |  |  | 37.18 |  | BR151100190
PME-R1 600x200 | regulation for floor grilles |  |  | 45.86 |  | BR151100290
PME-R1 600x300 | regulation for floor grilles |  |  | 54.31 |  | BR151100370
PME-R1 600x400 | regulation for floor grilles |  |  | 65.71 |  | BR151100430
PME-R1 600x500 | regulation for floor grilles |  |  | 79.98 |  | BR151100490
PME-R1 600x600 | regulation for floor grilles |  |  | 91.34 |  | BR151100550
PME-R1 800x100 | regulation for floor grilles |  |  | 40.6 |  | BR151100090
PME-R1 800x150 | regulation for floor grilles |  |  | 47.17 |  | BR151100210
PME-R1 800x200 | regulation for floor grilles |  |  | 55.62 |  | BR151100310
PME-R1 800x300 | regulation for floor grilles |  |  | 65.71 |  | BR151100390
PME-R1 800x400 | regulation for floor grilles |  |  | 79.98 |  | BR151100450
PME-R1 800x500 | regulation for floor grilles |  |  | 94.35 |  | BR151100510
PME-R1 800x600 | regulation for floor grilles |  |  | 111.34 |  | BR151100570
PME-R1 1000x100 | regulation for floor grilles |  |  | 49.8 |  | BR151100110
PME-R1 1000x150 | regulation for floor grilles |  |  | 56.19 |  | BR151100230
PME-R1 1000x200 | regulation for floor grilles |  |  | 61.4 |  | BR151100330
PME-R1 1000x300 | regulation for floor grilles |  |  | 78.53 |  | BR151100410
PME-R1 1000x400 | regulation for floor grilles |  |  | 94.35 |  | BR151100470
PME-R1 1000x500 | regulation for floor grilles |  |  | 118.47 |  | BR151100530
PME-R1 1000x600 | regulation for floor grilles |  |  | 138.56 |  | BR151100590
Design wall panels MDU
MDU 400x75 | design wall panel |  |  | on request
MDU 500x75 | design wall panel |  |  | on request
MDU 600x75 | design wall panel |  |  | on request
MDU 800x75 | design wall panel |  |  | on request
MDU 1000x75 | design wall panel |  |  | on request
MDU 1200x75 | design wall panel |  |  | on request
MDU 200x100 | design wall panel |  |  | on request
MDU 300x100 | design wall panel |  |  | on request
MDU 400x100 | design wall panel |  |  | on request
MDU 500x100 | design wall panel |  |  | on request
MDU 600x100 | design wall panel |  |  | on request
MDU 800x100 | design wall panel |  |  | on request
MDU 1000x100 | design wall panel |  |  | on request
MDU 1200x100 | design wall panel |  |  | on request
MDU 300x125 | design wall panel |  |  | on request
MDU 400x125 | design wall panel |  |  | on request
MDU 500x125 | design wall panel |  |  | on request
MDU 600x125 | design wall panel |  |  | on request
MDU 800x125 | design wall panel |  |  | on request
MDU 1000x125 | design wall panel |  |  | on request
MDU 1200x125 | design wall panel |  |  | on request
MDU 300x150 | design wall panel |  |  | on request
MDU 400x150 | design wall panel |  |  | on request
MDU 500x150 | design wall panel |  |  | on request
MDU 600x150 | design wall panel |  |  | on request
MDU 800x150 | design wall panel |  |  | on request
MDU 1000x150 | design wall panel |  |  | on request
MDU 1200x150 | design wall panel |  |  | on request
MDU 300x200 | design wall panel |  |  | on request
MDU 400x200 | design wall panel |  |  | on request
MDU 500x200 | design wall panel |  |  | on request
MDU 600x200 | design wall panel |  |  | on request
MDU 800x200 | design wall panel |  |  | on request
MDU 1000x200 | design wall panel |  |  | on request
Accessories for MDU
FTR | filters
R1-F | regulation R1
PBF | plenum boxes
Wall grilles MSU F - one row
MSU F-1.0 400x75 | wall grille, profile 0° |  |  | 75.24 |  | BR170100010
MSU F-1.0 500x75 | wall grille, profile 0° |  |  | on request
MSU F-1.0 600x75 | wall grille, profile 0° |  |  | on request
MSU F-1.0 800x75 | wall grille, profile 0° |  |  | on request
MSU F-1.0 1000x75 | wall grille, profile 0° |  |  | on request
MSU F-1.0 1200x75 | wall grille, profile 0° |  |  | on request
MSU F-1.0 200x100 | wall grille, profile 0° |  |  | on request
MSU F-1.0 300x100 | wall grille, profile 0° |  |  | on request
MSU F-1.0 400x100 | wall grille, profile 0° |  |  | on request
MSU F-1.0 500x100 | wall grille, profile 0° |  |  | on request
MSU F-1.0 600x100 | wall grille, profile 0° |  |  | on request
MSU F-1.0 800x100 | wall grille, profile 0° |  |  | on request
MSU F-1.0 1000x100 | wall grille, profile 0° |  |  | on request
MSU F-1.0 1200x100 | wall grille, profile 0° |  |  | on request
MSU F-1.0 300x125 | wall grille, profile 0° |  |  | on request
MSU F-1.0 400x125 | wall grille, profile 0° |  |  | on request
MSU F-1.0 500x125 | wall grille, profile 0° |  |  | on request
MSU F-1.0 600x125 | wall grille, profile 0° |  |  | on request
MSU F-1.0 800x125 | wall grille, profile 0° |  |  | on request
MSU F-1.0 1000x125 | wall grille, profile 0° |  |  | on request
MSU F-1.0 1200x125 | wall grille, profile 0° |  |  | on request
MSU F-1.0 300x150 | wall grille, profile 0° |  |  | on request
MSU F-1.0 400x150 | wall grille, profile 0° |  |  | on request
MSU F-1.0 500x150 | wall grille, profile 0° |  |  | on request
MSU F-1.0 600x150 | wall grille, profile 0° |  |  | on request
MSU F-1.0 800x150 | wall grille, profile 0° |  |  | on request
MSU F-1.0 1000x150 | wall grille, profile 0° |  |  | on request
MSU F-1.0 1200x150 | wall grille, profile 0° |  |  | on request
MSU F-1.0 300x200 | wall grille, profile 0° |  |  | on request
MSU F-1.0 400x200 | wall grille, profile 0° |  |  | on request
MSU F-1.0 500x200 | wall grille, profile 0° |  |  | on request
MSU F-1.0 600x200 | wall grille, profile 0° |  |  | on request
MSU F-1.0 800x200 | wall grille, profile 0° |  |  | on request
MSU F-1.0 1000x200 | wall grille, profile 0° |  |  | on request
MSU F-1.1 400x75 | wall grille, profile 15° |  |  | on request
MSU F-1.1 500x75 | wall grille, profile 15° |  |  | on request
MSU F-1.1 600x75 | wall grille, profile 15° |  |  | on request
MSU F-1.1 800x75 | wall grille, profile 15° |  |  | on request
MSU F-1.1 1000x75 | wall grille, profile 15° |  |  | on request
MSU F-1.1 1200x75 | wall grille, profile 15° |  |  | on request
MSU F-1.1 200x100 | wall grille, profile 15° |  |  | on request
MSU F-1.1 300x100 | wall grille, profile 15° |  |  | on request
MSU F-1.1 400x100 | wall grille, profile 15° |  |  | on request
MSU F-1.1 500x100 | wall grille, profile 15° |  |  | on request
MSU F-1.1 600x100 | wall grille, profile 15° |  |  | on request
MSU F-1.1 800x100 | wall grille, profile 15° |  |  | on request
MSU F-1.1 1000x100 | wall grille, profile 15° |  |  | on request
MSU F-1.1 1200x100 | wall grille, profile 15° |  |  | on request
MSU F-1.1 300x125 | wall grille, profile 15° |  |  | on request
MSU F-1.1 400x125 | wall grille, profile 15° |  |  | on request
MSU F-1.1 500x125 | wall grille, profile 15° |  |  | on request
MSU F-1.1 600x125 | wall grille, profile 15° |  |  | on request
MSU F-1.1 800x125 | wall grille, profile 15° |  |  | on request
MSU F-1.1 1000x125 | wall grille, profile 15° |  |  | on request
MSU F-1.1 1200x125 | wall grille, profile 15° |  |  | on request
MSU F-1.1 300x150 | wall grille, profile 15° |  |  | on request
MSU F-1.1 400x150 | wall grille, profile 15° |  |  | on request
MSU F-1.1 500x150 | wall grille, profile 15° |  |  | on request
MSU F-1.1 600x150 | wall grille, profile 15° |  |  | on request
MSU F-1.1 800x150 | wall grille, profile 15° |  |  | on request
MSU F-1.1 1000x150 | wall grille, profile 15° |  |  | on request
MSU F-1.1 1200x150 | wall grille, profile 15° |  |  | on request
MSU F-1.1 300x200 | wall grille, profile 15° |  |  | on request
MSU F-1.1 400x200 | wall grille, profile 15° |  |  | on request
MSU F-1.1 500x200 | wall grille, profile 15° |  |  | on request
MSU F-1.1 600x200 | wall grille, profile 15° |  |  | on request
MSU F-1.1 800x200 | wall grille, profile 15° |  |  | on request
MSU F-1.1 1000x200 | wall grille, profile 15° |  |  | on request
Accessories for MSU F
FTR | filters
R1-F | regulation R1
PBF | plenum boxes
Wall grilles MSO - without frame
MSO-1.0 200x100 | wall grille without frame, nature elox, profile 0° |  |  | 10.89 |  | BR143100130
MSO-1.0 200x100 RAL 7035 | wall grille without frame, RAL 7035, profile 0° |  |  | 12.58 |  | BR145100130
MSO-1.0 200x100 RAL 9010 | wall grille without frame, RAL 9010, profile 0° |  |  | 12.58 |  | BR144100130
MSO-1.0 300x100 | wall grille without frame, nature elox, profile 0° |  |  | 12.44 |  | BR143100150
MSO-1.0 300x100 RAL 7035 | wall grille without frame, RAL 7035, profile 0° |  |  | 14.18 |  | BR145100150
MSO-1.0 300x100 RAL 9010 | wall grille without frame, RAL 9010, profile 0° |  |  | 14.18 |  | BR144100150
MSO-1.0 300x125 | wall grille without frame, nature elox, profile 0° |  |  | 13 |  | BR143100290
MSO-1.0 300x125 RAL 7035 | wall grille without frame, RAL 7035, profile 0° |  |  | 14.88 |  | BR145100290
MSO-1.0 300x125 RAL 9010 | wall grille without frame, RAL 9010, profile 0° |  |  | 14.88 |  | BR144100290
MSO-1.0 300x150 | wall grille without frame, nature elox, profile 0° |  |  | 15.44 |  | BR143100430
MSO-1.0 300x150 RAL 7035 | wall grille without frame, RAL 7035, profile 0° |  |  | 17.7 |  | BR145100430
MSO-1.0 300x150 RAL 9010 | wall grille without frame, RAL 9010, profile 0° |  |  | 17.7 |  | BR144100430
MSO-1.0 300x200 | wall grille without frame, nature elox, profile 0° |  |  | 18.02 |  | BR143100570
MSO-1.0 300x200 RAL 7035 | wall grille without frame, RAL 7035, profile 0° |  |  | 20.61 |  | BR145100570
MSO-1.0 300x200 RAL 9010 | wall grille without frame, RAL 9010, profile 0° |  |  | 20.61 |  | BR144100570
MSO-1.0 400x75 | wall grille without frame, nature elox, profile 0° |  |  | 13.85 |  | BR143100010
MSO-1.0 400x75 RAL 7035 | wall grille without frame, RAL 7035, profile 0° |  |  | 15.87 |  | BR145100010
MSO-1.0 400x75 RAL 9010 | wall grille without frame, RAL 9010, profile 0° |  |  | 15.87 |  | BR144100010
MSO-1.0 400x100 | wall grille without frame, nature elox, profile 0° |  |  | 15.21 |  | BR143100170
MSO-1.0 400x100 RAL 7035 | wall grille without frame, RAL 7035, profile 0° |  |  | 17.46 |  | BR145100170
MSO-1.0 400x100 RAL 9010 | wall grille without frame, RAL 9010, profile 0° |  |  | 17.46 |  | BR144100170
MSO-1.0 400x125 | wall grille without frame, nature elox, profile 0° |  |  | 17.32 |  | BR143100310
MSO-1.0 400x125 RAL 7035 | wall grille without frame, RAL 7035, profile 0° |  |  | 19.95 |  | BR145100310
MSO-1.0 400x125 RAL 9010 | wall grille without frame, RAL 9010, profile 0° |  |  | 19.95 |  | BR144100310
MSO-1.0 400x150 | wall grille without frame, nature elox, profile 0° |  |  | 23.19 |  | BR143100450
MSO-1.0 400x150 RAL 7035 | wall grille without frame, RAL 7035, profile 0° |  |  | 26.66 |  | BR145100450
MSO-1.0 400x150 RAL 9010 | wall grille without frame, RAL 9010, profile 0° |  |  | 26.66 |  | BR144100450
MSO-1.0 400x200 | wall grille without frame, nature elox, profile 0° |  |  | 30.23 |  | BR143100590
MSO-1.0 400x200 RAL 7035 | wall grille without frame, RAL 7035, profile 0° |  |  | 34.73 |  | BR145100590
MSO-1.0 400x200 RAL 9010 | wall grille without frame, RAL 9010, profile 0° |  |  | 34.73 |  | BR144100590
MSO-1.0 400x300 | wall grille without frame, nature elox, profile 0° |  |  | 38.54 |  | BR143100710
MSO-1.0 400x300 RAL 7035 | wall grille without frame, RAL 7035, profile 0° |  |  | 44.36 |  | BR145100710
MSO-1.0 400x300 RAL 9010 | wall grille without frame, RAL 9010, profile 0° |  |  | 44.36 |  | BR144100710
MSO-1.0 500x75 | wall grille without frame, nature elox, profile 0° |  |  | 15.96 |  | BR143100030
MSO-1.0 500x75 RAL 7035 | wall grille without frame, RAL 7035, profile 0° |  |  | 18.35 |  | BR145100030
MSO-1.0 500x75 RAL 9010 | wall grille without frame, RAL 9010, profile 0° |  |  | 18.35 |  | BR144100030
MSO-1.0 500x100 | wall grille without frame, nature elox, profile 0° |  |  | 17.32 |  | BR143100190
MSO-1.0 500x100 RAL 7035 | wall grille without frame, RAL 7035, profile 0° |  |  | 19.95 |  | BR145100190
MSO-1.0 500x100 RAL 9010 | wall grille without frame, RAL 9010, profile 0° |  |  | 19.95 |  | BR144100190
MSO-1.0 500x125 | wall grille without frame, nature elox, profile 0° |  |  | 20.28 |  | BR143100330
MSO-1.0 500x125 RAL 7035 | wall grille without frame, RAL 7035, profile 0° |  |  | 23.33 |  | BR145100330
MSO-1.0 500x125 RAL 9010 | wall grille without frame, RAL 9010, profile 0° |  |  | 23.33 |  | BR144100330
MSO-1.0 500x150 | wall grille without frame, nature elox, profile 0° |  |  | 25.72 |  | BR143100470
MSO-1.0 500x150 RAL 7035 | wall grille without frame, RAL 7035, profile 0° |  |  | 29.52 |  | BR145100470
MSO-1.0 500x150 RAL 9010 | wall grille without frame, RAL 9010, profile 0° |  |  | 29.52 |  | BR144100470
MSO-1.0 500x200 | wall grille without frame, nature elox, profile 0° |  |  | 34.73 |  | BR143100610
MSO-1.0 500x200 RAL 7035 | wall grille without frame, RAL 7035, profile 0° |  |  | 39.94 |  | BR145100610
MSO-1.0 500x200 RAL 9010 | wall grille without frame, RAL 9010, profile 0° |  |  | 39.94 |  | BR144100610
MSO-1.0 500x300 | wall grille without frame, nature elox, profile 0° |  |  | 49.38 |  | BR143100730
MSO-1.0 500x300 RAL 7035 | wall grille without frame, RAL 7035, profile 0° |  |  | 56.84 |  | BR145100730
MSO-1.0 500x300 RAL 9010 | wall grille without frame, RAL 9010, profile 0° |  |  | 56.84 |  | BR144100730
MSO-1.0 600x75 | wall grille without frame, nature elox, profile 0° |  |  | 18.73 |  | BR143100050
MSO-1.0 600x75 RAL 7035 | wall grille without frame, RAL 7035, profile 0° |  |  | 21.59 |  | BR145100050
MSO-1.0 600x75 RAL 9010 | wall grille without frame, RAL 9010, profile 0° |  |  | 21.59 |  | BR144100050
MSO-1.0 600x100 | wall grille without frame, nature elox, profile 0° |  |  | 20.28 |  | BR143100210
MSO-1.0 600x100 RAL 7035 | wall grille without frame, RAL 7035, profile 0° |  |  | 23.33 |  | BR145100210
MSO-1.0 600x100 RAL 9010 | wall grille without frame, RAL 9010, profile 0° |  |  | 23.33 |  | BR144100210
MSO-1.0 600x125 | wall grille without frame, nature elox, profile 0° |  |  | 26.76 |  | BR143100350
MSO-1.0 600x125 RAL 7035 | wall grille without frame, RAL 7035, profile 0° |  |  | 30.74 |  | BR145100350
MSO-1.0 600x125 RAL 9010 | wall grille without frame, RAL 9010, profile 0° |  |  | 30.74 |  | BR144100350
MSO-1.0 600x150 | wall grille without frame, nature elox, profile 0° |  |  | 29.52 |  | BR143100490
MSO-1.0 600x150 RAL 7035 | wall grille without frame, RAL 7035, profile 0° |  |  | 34.03 |  | BR145100490
MSO-1.0 600x150 RAL 9010 | wall grille without frame, RAL 9010, profile 0° |  |  | 34.03 |  | BR144100490
MSO-1.0 600x200 | wall grille without frame, nature elox, profile 0° |  |  | 38.54 |  | BR143100630
MSO-1.0 600x200 RAL 7035 | wall grille without frame, RAL 7035, profile 0° |  |  | 44.36 |  | BR145100630
MSO-1.0 600x200 RAL 9010 | wall grille without frame, RAL 9010, profile 0° |  |  | 44.36 |  | BR144100630
MSO-1.0 600x300 | wall grille without frame, nature elox, profile 0° |  |  | 59.05 |  | BR143100750
MSO-1.0 600x300 RAL 7035 | wall grille without frame, RAL 7035, profile 0° |  |  | 67.92 |  | BR145100750
MSO-1.0 600x300 RAL 9010 | wall grille without frame, RAL 9010, profile 0° |  |  | 67.92 |  | BR144100750
MSO-1.0 800x75 | wall grille without frame, nature elox, profile 0° |  |  | 22.44 |  | BR143100070
MSO-1.0 800x75 RAL 7035 | wall grille without frame, RAL 7035, profile 0° |  |  | 25.77 |  | BR145100070
MSO-1.0 800x75 RAL 9010 | wall grille without frame, RAL 9010, profile 0° |  |  | 25.77 |  | BR144100070
MSO-1.0 800x100 | wall grille without frame, nature elox, profile 0° |  |  | 22.44 |  | BR143100230
MSO-1.0 800x100 RAL 7035 | wall grille without frame, RAL 7035, profile 0° |  |  | 25.77 |  | BR145100230
MSO-1.0 800x100 RAL 9010 | wall grille without frame, RAL 9010, profile 0° |  |  | 25.77 |  | BR144100230
MSO-1.0 800x125 | wall grille without frame, nature elox, profile 0° |  |  | 31.78 |  | BR143100370
MSO-1.0 800x125 RAL 7035 | wall grille without frame, RAL 7035, profile 0° |  |  | 36.61 |  | BR145100370
MSO-1.0 800x125 RAL 9010 | wall grille without frame, RAL 9010, profile 0° |  |  | 36.61 |  | BR144100370
MSO-1.0 800x150 | wall grille without frame, nature elox, profile 0° |  |  | 36.61 |  | BR143100510
MSO-1.0 800x150 RAL 7035 | wall grille without frame, RAL 7035, profile 0° |  |  | 42.1 |  | BR145100510
MSO-1.0 800x150 RAL 9010 | wall grille without frame, RAL 9010, profile 0° |  |  | 42.1 |  | BR144100510
MSO-1.0 800x200 | wall grille without frame, nature elox, profile 0° |  |  | 49.38 |  | BR143100650
MSO-1.0 800x200 RAL 7035 | wall grille without frame, RAL 7035, profile 0° |  |  | 56.84 |  | BR145100650
MSO-1.0 800x200 RAL 9010 | wall grille without frame, RAL 9010, profile 0° |  |  | 56.84 |  | BR144100650
MSO-1.0 800x300 | wall grille without frame, nature elox, profile 0° |  |  | 72.61 |  | BR143100770
MSO-1.0 800x300 RAL 7035 | wall grille without frame, RAL 7035, profile 0° |  |  | 83.55 |  | BR145100770
MSO-1.0 800x300 RAL 9010 | wall grille without frame, RAL 9010, profile 0° |  |  | 83.55 |  | BR144100770
MSO-1.0 800x400 | wall grille without frame, nature elox, profile 0° |  |  | 96.69 |  | BR143100830
MSO-1.0 800x400 RAL 7035 | wall grille without frame, RAL 7035, profile 0° |  |  | 111.2 |  | BR145100830
MSO-1.0 800x400 RAL 9010 | wall grille without frame, RAL 9010, profile 0° |  |  | 111.2 |  | BR144100830
MSO-1.0 1000x75 | wall grille without frame, nature elox, profile 0° |  |  | 25.96 |  | BR143100090
MSO-1.0 1000x75 RAL 7035 | wall grille without frame, RAL 7035, profile 0° |  |  | 29.85 |  | BR145100090
MSO-1.0 1000x75 RAL 9010 | wall grille without frame, RAL 9010, profile 0° |  |  | 29.85 |  | BR144100090
MSO-1.0 1000x100 | wall grille without frame, nature elox, profile 0° |  |  | 26.76 |  | BR143100250
MSO-1.0 1000x100 RAL 7035 | wall grille without frame, RAL 7035, profile 0° |  |  | 30.74 |  | BR145100250
MSO-1.0 1000x100 RAL 9010 | wall grille without frame, RAL 9010, profile 0° |  |  | 30.74 |  | BR144100250
MSO-1.0 1000x125 | wall grille without frame, nature elox, profile 0° |  |  | 36.85 |  | BR143100390
MSO-1.0 1000x125 RAL 7035 | wall grille without frame, RAL 7035, profile 0° |  |  | 42.43 |  | BR145100390
MSO-1.0 1000x125 RAL 9010 | wall grille without frame, RAL 9010, profile 0° |  |  | 42.43 |  | BR144100390
MSO-1.0 1000x150 | wall grille without frame, nature elox, profile 0° |  |  | 42.43 |  | BR143100530
MSO-1.0 1000x150 RAL 7035 | wall grille without frame, RAL 7035, profile 0° |  |  | 48.68 |  | BR145100530
MSO-1.0 1000x150 RAL 9010 | wall grille without frame, RAL 9010, profile 0° |  |  | 48.68 |  | BR144100530
MSO-1.0 1000x200 | wall grille without frame, nature elox, profile 0° |  |  | 57.83 |  | BR143100670
MSO-1.0 1000x200 RAL 7035 | wall grille without frame, RAL 7035, profile 0° |  |  | 66.56 |  | BR145100670
MSO-1.0 1000x200 RAL 9010 | wall grille without frame, RAL 9010, profile 0° |  |  | 66.56 |  | BR144100670
MSO-1.0 1000x300 | wall grille without frame, nature elox, profile 0° |  |  | 87.68 |  | BR143100790
MSO-1.0 1000x300 RAL 7035 | wall grille without frame, RAL 7035, profile 0° |  |  | 100.68 |  | BR145100790
MSO-1.0 1000x300 RAL 9010 | wall grille without frame, RAL 9010, profile 0° |  |  | 100.68 |  | BR144100790
MSO-1.0 1000x400 | wall grille without frame, nature elox, profile 0° |  |  | 116.88 |  | BR143100850
MSO-1.0 1000x400 RAL 7035 | wall grille without frame, RAL 7035, profile 0° |  |  | 134.24 |  | BR145100850
MSO-1.0 1000x400 RAL 9010 | wall grille without frame, RAL 9010, profile 0° |  |  | 134.24 |  | BR144100850
MSO-1.0 1200x75 | wall grille without frame, nature elox, profile 0° |  |  | 31.26 |  | BR143100110
MSO-1.0 1200x75 RAL 7035 | wall grille without frame, RAL 7035, profile 0° |  |  | 35.91 |  | BR145100110
MSO-1.0 1200x75 RAL 9010 | wall grille without frame, RAL 9010, profile 0° |  |  | 35.91 |  | BR144100110
MSO-1.0 1200x100 | wall grille without frame, nature elox, profile 0° |  |  | 31.92 |  | BR143100270
MSO-1.0 1200x100 RAL 7035 | wall grille without frame, RAL 7035, profile 0° |  |  | 36.85 |  | BR145100270
MSO-1.0 1200x100 RAL 9010 | wall grille without frame, RAL 9010, profile 0° |  |  | 36.85 |  | BR144100270
MSO-1.0 1200x125 | wall grille without frame, nature elox, profile 0° |  |  | 44.22 |  | BR143100410
MSO-1.0 1200x125 RAL 7035 | wall grille without frame, RAL 7035, profile 0° |  |  | 50.83 |  | BR145100410
MSO-1.0 1200x125 RAL 9010 | wall grille without frame, RAL 9010, profile 0° |  |  | 50.83 |  | BR144100410
MSO-1.0 1200x150 | wall grille without frame, nature elox, profile 0° |  |  | 50.83 |  | BR143100550
MSO-1.0 1200x150 RAL 7035 | wall grille without frame, RAL 7035, profile 0° |  |  | 58.49 |  | BR145100550
MSO-1.0 1200x150 RAL 9010 | wall grille without frame, RAL 9010, profile 0° |  |  | 58.49 |  | BR144100550
MSO-1.0 1200x200 | wall grille without frame, nature elox, profile 0° |  |  | 69.33 |  | BR143100690
MSO-1.0 1200x200 RAL 7035 | wall grille without frame, RAL 7035, profile 0° |  |  | 79.75 |  | BR145100690
MSO-1.0 1200x200 RAL 9010 | wall grille without frame, RAL 9010, profile 0° |  |  | 79.75 |  | BR144100690
MSO-1.0 1200x300 | wall grille without frame, nature elox, profile 0° |  |  | 105.05 |  | BR143100810
MSO-1.0 1200x300 RAL 7035 | wall grille without frame, RAL 7035, profile 0° |  |  | 120.96 |  | BR145100810
MSO-1.0 1200x300 RAL 9010 | wall grille without frame, RAL 9010, profile 0° |  |  | 120.96 |  | BR144100810
MSO-1.0 1200x400 | wall grille without frame, nature elox, profile 0° |  |  | 140.16 |  | BR143100870
MSO-1.0 1200x400 RAL 7035 | wall grille without frame, RAL 7035, profile 0° |  |  | 161.09 |  | BR145100870
MSO-1.0 1200x400 RAL 9010 | wall grille without frame, RAL 9010, profile 0° |  |  | 161.09 |  | BR144100870
MSO-1.1 200x100 | wall grille without frame, nature elox, profile 15° |  |  | 10.89 |  | BR143110130
MSO-1.1 200x100 RAL 7035 | wall grille without frame, RAL 7035, profile 15° |  |  | 12.58 |  | BR145110130
MSO-1.1 200x100 RAL 9010 | wall grille without frame, RAL 9010, profile 15° |  |  | 12.58 |  | BR144110130
MSO-1.1 300x100 | wall grille without frame, nature elox, profile 15° |  |  | 12.44 |  | BR143110150
MSO-1.1 300x100 RAL 7035 | wall grille without frame, RAL 7035, profile 15° |  |  | 14.18 |  | BR145110150
MSO-1.1 300x100 RAL 9010 | wall grille without frame, RAL 9010, profile 15° |  |  | 14.18 |  | BR144110150
MSO-1.1 300x125 | wall grille without frame, nature elox, profile 15° |  |  | 13 |  | BR143110290
MSO-1.1 300x125 RAL 7035 | wall grille without frame, RAL 7035, profile 15° |  |  | 14.88 |  | BR145110290
MSO-1.1 300x125 RAL 9010 | wall grille without frame, RAL 9010, profile 15° |  |  | 14.88 |  | BR144110290
MSO-1.1 300x150 | wall grille without frame, nature elox, profile 15° |  |  | 15.44 |  | BR143110430
MSO-1.1 300x150 RAL 7035 | wall grille without frame, RAL 7035, profile 15° |  |  | 17.7 |  | BR145110430
MSO-1.1 300x150 RAL 9010 | wall grille without frame, RAL 9010, profile 15° |  |  | 17.7 |  | BR144110430
MSO-1.1 300x200 | wall grille without frame, nature elox, profile 15° |  |  | 18.02 |  | BR143110570
MSO-1.1 300x200 RAL 7035 | wall grille without frame, RAL 7035, profile 15° |  |  | 20.61 |  | BR145110570
MSO-1.1 300x200 RAL 9010 | wall grille without frame, RAL 9010, profile 15° |  |  | 20.61 |  | BR144110570
MSO-1.1 400x75 | wall grille without frame, nature elox, profile 15° |  |  | 13.85 |  | BR143110010
MSO-1.1 400x75 RAL 7035 | wall grille without frame, RAL 7035, profile 15° |  |  | 15.87 |  | BR145110010
MSO-1.1 400x75 RAL 9010 | wall grille without frame, RAL 9010, profile 15° |  |  | 15.87 |  | BR144110010
MSO-1.1 400x100 | wall grille without frame, nature elox, profile 15° |  |  | 15.21 |  | BR143110170
MSO-1.1 400x100 RAL 7035 | wall grille without frame, RAL 7035, profile 15° |  |  | 17.46 |  | BR145110170
MSO-1.1 400x100 RAL 9010 | wall grille without frame, RAL 9010, profile 15° |  |  | 17.46 |  | BR144110170
MSO-1.1 400x125 | wall grille without frame, nature elox, profile 15° |  |  | 17.32 |  | BR143110310
MSO-1.1 400x125 RAL 7035 | wall grille without frame, RAL 7035, profile 15° |  |  | 19.95 |  | BR145110310
MSO-1.1 400x125 RAL 9010 | wall grille without frame, RAL 9010, profile 15° |  |  | 19.95 |  | BR144110310
MSO-1.1 400x150 | wall grille without frame, nature elox, profile 15° |  |  | 23.19 |  | BR143110450
MSO-1.1 400x150 RAL 7035 | wall grille without frame, RAL 7035, profile 15° |  |  | 26.66 |  | BR145110450
MSO-1.1 400x150 RAL 9010 | wall grille without frame, RAL 9010, profile 15° |  |  | 26.66 |  | BR144110450
MSO-1.1 400x200 | wall grille without frame, nature elox, profile 15° |  |  | 30.23 |  | BR143110590
MSO-1.1 400x200 RAL 7035 | wall grille without frame, RAL 7035, profile 15° |  |  | 34.73 |  | BR145110590
MSO-1.1 400x200 RAL 9010 | wall grille without frame, RAL 9010, profile 15° |  |  | 34.73 |  | BR144110590
MSO-1.1 400x300 | wall grille without frame, nature elox, profile 15° |  |  | 38.54 |  | BR143110710
MSO-1.1 400x300 RAL 7035 | wall grille without frame, RAL 7035, profile 15° |  |  | 44.36 |  | BR145110710
MSO-1.1 400x300 RAL 9010 | wall grille without frame, RAL 9010, profile 15° |  |  | 44.36 |  | BR144110710
MSO-1.1 500x75 | wall grille without frame, nature elox, profile 15° |  |  | 15.96 |  | BR143110030
MSO-1.1 500x75 RAL 7035 | wall grille without frame, RAL 7035, profile 15° |  |  | 18.35 |  | BR145110030
MSO-1.1 500x75 RAL 9010 | wall grille without frame, RAL 9010, profile 15° |  |  | 18.35 |  | BR144110030
MSO-1.1 500x100 | wall grille without frame, nature elox, profile 15° |  |  | 17.32 |  | BR143110190
MSO-1.1 500x100 RAL 7035 | wall grille without frame, RAL 7035, profile 15° |  |  | 19.95 |  | BR145110190
MSO-1.1 500x100 RAL 9010 | wall grille without frame, RAL 9010, profile 15° |  |  | 19.95 |  | BR144110190
MSO-1.1 500x125 | wall grille without frame, nature elox, profile 15° |  |  | 20.28 |  | BR143110330
MSO-1.1 500x125 RAL 7035 | wall grille without frame, RAL 7035, profile 15° |  |  | 23.33 |  | BR145110330
MSO-1.1 500x125 RAL 9010 | wall grille without frame, RAL 9010, profile 15° |  |  | 23.33 |  | BR144110330
MSO-1.1 500x150 | wall grille without frame, nature elox, profile 15° |  |  | 25.72 |  | BR143110470
MSO-1.1 500x150 RAL 7035 | wall grille without frame, RAL 7035, profile 15° |  |  | 29.52 |  | BR145110470
MSO-1.1 500x150 RAL 9010 | wall grille without frame, RAL 9010, profile 15° |  |  | 29.52 |  | BR144110470
MSO-1.1 500x200 | wall grille without frame, nature elox, profile 15° |  |  | 34.73 |  | BR143110610
MSO-1.1 500x200 RAL 7035 | wall grille without frame, RAL 7035, profile 15° |  |  | 39.94 |  | BR145110610
MSO-1.1 500x200 RAL 9010 | wall grille without frame, RAL 9010, profile 15° |  |  | 39.94 |  | BR144110610
MSO-1.1 500x300 | wall grille without frame, nature elox, profile 15° |  |  | 49.38 |  | BR143110730
MSO-1.1 500x300 RAL 7035 | wall grille without frame, RAL 7035, profile 15° |  |  | 56.84 |  | BR145110730
MSO-1.1 500x300 RAL 9010 | wall grille without frame, RAL 9010, profile 15° |  |  | 56.84 |  | BR144110730
MSO-1.1 600x75 | wall grille without frame, nature elox, profile 15° |  |  | 18.73 |  | BR143110050
MSO-1.1 600x75 RAL 7035 | wall grille without frame, RAL 7035, profile 15° |  |  | 21.59 |  | BR145110050
MSO-1.1 600x75 RAL 9010 | wall grille without frame, RAL 9010, profile 15° |  |  | 21.59 |  | BR144110050
MSO-1.1 600x100 | wall grille without frame, nature elox, profile 15° |  |  | 20.28 |  | BR143110210
MSO-1.1 600x100 RAL 7035 | wall grille without frame, RAL 7035, profile 15° |  |  | 23.33 |  | BR145110210
MSO-1.1 600x100 RAL 9010 | wall grille without frame, RAL 9010, profile 15° |  |  | 23.33 |  | BR144110210
MSO-1.1 600x125 | wall grille without frame, nature elox, profile 15° |  |  | 26.76 |  | BR143110350
MSO-1.1 600x125 RAL 7035 | wall grille without frame, RAL 7035, profile 15° |  |  | 30.74 |  | BR145110350
MSO-1.1 600x125 RAL 9010 | wall grille without frame, RAL 9010, profile 15° |  |  | 30.74 |  | BR144110350
MSO-1.1 600x150 | wall grille without frame, nature elox, profile 15° |  |  | 29.52 |  | BR143110490
MSO-1.1 600x150 RAL 7035 | wall grille without frame, RAL 7035, profile 15° |  |  | 34.03 |  | BR145110490
MSO-1.1 600x150 RAL 9010 | wall grille without frame, RAL 9010, profile 15° |  |  | 34.03 |  | BR144110490
MSO-1.1 600x200 | wall grille without frame, nature elox, profile 15° |  |  | 38.54 |  | BR143110630
MSO-1.1 600x200 RAL 7035 | wall grille without frame, RAL 7035, profile 15° |  |  | 44.36 |  | BR145110630
MSO-1.1 600x200 RAL 9010 | wall grille without frame, RAL 9010, profile 15° |  |  | 44.36 |  | BR144110630
MSO-1.1 600x300 | wall grille without frame, nature elox, profile 15° |  |  | 59.05 |  | BR143110750
MSO-1.1 600x300 RAL 7035 | wall grille without frame, RAL 7035, profile 15° |  |  | 67.92 |  | BR145110750
MSO-1.1 600x300 RAL 9010 | wall grille without frame, RAL 9010, profile 15° |  |  | 67.92 |  | BR144110750
MSO-1.1 800x75 | wall grille without frame, nature elox, profile 15° |  |  | 22.44 |  | BR143110070
MSO-1.1 800x75 RAL 7035 | wall grille without frame, RAL 7035, profile 15° |  |  | 25.77 |  | BR145110070
MSO-1.1 800x75 RAL 9010 | wall grille without frame, RAL 9010, profile 15° |  |  | 25.77 |  | BR144110070
MSO-1.1 800x100 | wall grille without frame, nature elox, profile 15° |  |  | 22.44 |  | BR143110230
MSO-1.1 800x100 RAL 7035 | wall grille without frame, RAL 7035, profile 15° |  |  | 25.77 |  | BR145110230
MSO-1.1 800x100 RAL 9010 | wall grille without frame, RAL 9010, profile 15° |  |  | 25.77 |  | BR144110230
MSO-1.1 800x125 | wall grille without frame, nature elox, profile 15° |  |  | 31.78 |  | BR143110370
MSO-1.1 800x125 RAL 7035 | wall grille without frame, RAL 7035, profile 15° |  |  | 36.61 |  | BR145110370
MSO-1.1 800x125 RAL 9010 | wall grille without frame, RAL 9010, profile 15° |  |  | 36.61 |  | BR144110370
MSO-1.1 800x150 | wall grille without frame, nature elox, profile 15° |  |  | 36.61 |  | BR143110510
MSO-1.1 800x150 RAL 7035 | wall grille without frame, RAL 7035, profile 15° |  |  | 42.1 |  | BR145110510
MSO-1.1 800x150 RAL 9010 | wall grille without frame, RAL 9010, profile 15° |  |  | 42.1 |  | BR144110510
MSO-1.1 800x200 | wall grille without frame, nature elox, profile 15° |  |  | 49.38 |  | BR143110650
MSO-1.1 800x200 RAL 7035 | wall grille without frame, RAL 7035, profile 15° |  |  | 56.84 |  | BR145110650
MSO-1.1 800x200 RAL 9010 | wall grille without frame, RAL 9010, profile 15° |  |  | 56.84 |  | BR144110650
MSO-1.1 800x300 | wall grille without frame, nature elox, profile 15° |  |  | 72.61 |  | BR143110770
MSO-1.1 800x300 RAL 7035 | wall grille without frame, RAL 7035, profile 15° |  |  | 83.55 |  | BR145110770
MSO-1.1 800x300 RAL 9010 | wall grille without frame, RAL 9010, profile 15° |  |  | 83.55 |  | BR144110770
MSO-1.1 800x400 | wall grille without frame, nature elox, profile 15° |  |  | 96.69 |  | BR143110830
MSO-1.1 800x400 RAL 7035 | wall grille without frame, RAL 7035, profile 15° |  |  | 111.2 |  | BR145110830
MSO-1.1 800x400 RAL 9010 | wall grille without frame, RAL 9010, profile 15° |  |  | 111.2 |  | BR144110830
MSO-1.1 1000x75 | wall grille without frame, nature elox, profile 15° |  |  | 25.96 |  | BR143110090
MSO-1.1 1000x75 RAL 7035 | wall grille without frame, RAL 7035, profile 15° |  |  | 29.85 |  | BR145110090
MSO-1.1 1000x75 RAL 9010 | wall grille without frame, RAL 9010, profile 15° |  |  | 29.85 |  | BR144110090
MSO-1.1 1000x100 | wall grille without frame, nature elox, profile 15° |  |  | 26.76 |  | BR143110250
MSO-1.1 1000x100 RAL 7035 | wall grille without frame, RAL 7035, profile 15° |  |  | 30.74 |  | BR145110250
MSO-1.1 1000x100 RAL 9010 | wall grille without frame, RAL 9010, profile 15° |  |  | 30.74 |  | BR144110250
MSO-1.1 1000x125 | wall grille without frame, nature elox, profile 15° |  |  | 36.85 |  | BR143110390
MSO-1.1 1000x125 RAL 7035 | wall grille without frame, RAL 7035, profile 15° |  |  | 42.43 |  | BR145110390
MSO-1.1 1000x125 RAL 9010 | wall grille without frame, RAL 9010, profile 15° |  |  | 42.43 |  | BR144110390
MSO-1.1 1000x150 | wall grille without frame, nature elox, profile 15° |  |  | 42.43 |  | BR143110530
MSO-1.1 1000x150 RAL 7035 | wall grille without frame, RAL 7035, profile 15° |  |  | 48.68 |  | BR145110530
MSO-1.1 1000x150 RAL 9010 | wall grille without frame, RAL 9010, profile 15° |  |  | 48.68 |  | BR144110530
MSO-1.1 1000x200 | wall grille without frame, nature elox, profile 15° |  |  | 57.83 |  | BR143110670
MSO-1.1 1000x200 RAL 7035 | wall grille without frame, RAL 7035, profile 15° |  |  | 66.56 |  | BR145110670
MSO-1.1 1000x200 RAL 9010 | wall grille without frame, RAL 9010, profile 15° |  |  | 66.56 |  | BR144110670
MSO-1.1 1000x300 | wall grille without frame, nature elox, profile 15° |  |  | 87.68 |  | BR143110790
MSO-1.1 1000x300 RAL 7035 | wall grille without frame, RAL 7035, profile 15° |  |  | 100.68 |  | BR145110790
MSO-1.1 1000x300 RAL 9010 | wall grille without frame, RAL 9010, profile 15° |  |  | 100.68 |  | BR144110790
MSO-1.1 1000x400 | wall grille without frame, nature elox, profile 15° |  |  | 116.88 |  | BR143110850
MSO-1.1 1000x400 RAL 7035 | wall grille without frame, RAL 7035, profile 15° |  |  | 134.24 |  | BR145110850
MSO-1.1 1000x400 RAL 9010 | wall grille without frame, RAL 9010, profile 15° |  |  | 134.24 |  | BR144110850
MSO-1.1 1200x75 | wall grille without frame, nature elox, profile 15° |  |  | 31.26 |  | BR143110110
MSO-1.1 1200x75 RAL 7035 | wall grille without frame, RAL 7035, profile 15° |  |  | 35.91 |  | BR145110110
MSO-1.1 1200x75 RAL 9010 | wall grille without frame, RAL 9010, profile 15° |  |  | 35.91 |  | BR144110110
MSO-1.1 1200x100 | wall grille without frame, nature elox, profile 15° |  |  | 31.92 |  | BR143110270
MSO-1.1 1200x100 RAL 7035 | wall grille without frame, RAL 7035, profile 15° |  |  | 36.85 |  | BR145110270
MSO-1.1 1200x100 RAL 9010 | wall grille without frame, RAL 9010, profile 15° |  |  | 36.85 |  | BR144110270
MSO-1.1 1200x125 | wall grille without frame, nature elox, profile 15° |  |  | 44.22 |  | BR143110410
MSO-1.1 1200x125 RAL 7035 | wall grille without frame, RAL 7035, profile 15° |  |  | 50.83 |  | BR145110410
MSO-1.1 1200x125 RAL 9010 | wall grille without frame, RAL 9010, profile 15° |  |  | 50.83 |  | BR144110410
MSO-1.1 1200x150 | wall grille without frame, nature elox, profile 15° |  |  | 50.83 |  | BR143110550
MSO-1.1 1200x150 RAL 7035 | wall grille without frame, RAL 7035, profile 15° |  |  | 58.49 |  | BR145110550
MSO-1.1 1200x150 RAL 9010 | wall grille without frame, RAL 9010, profile 15° |  |  | 58.49 |  | BR144110550
MSO-1.1 1200x200 | wall grille without frame, nature elox, profile 15° |  |  | 69.33 |  | BR143110690
MSO-1.1 1200x200 RAL 7035 | wall grille without frame, RAL 7035, profile 15° |  |  | 79.75 |  | BR145110690
MSO-1.1 1200x200 RAL 9010 | wall grille without frame, RAL 9010, profile 15° |  |  | 79.75 |  | BR144110690
MSO-1.1 1200x300 | wall grille without frame, nature elox, profile 15° |  |  | 105.05 |  | BR143110810
MSO-1.1 1200x300 RAL 7035 | wall grille without frame, RAL 7035, profile 15° |  |  | 120.96 |  | BR145110810
MSO-1.1 1200x300 RAL 9010 | wall grille without frame, RAL 9010, profile 15° |  |  | 120.96 |  | BR144110810
MSO-1.1 1200x400 | wall grille without frame, nature elox, profile 15° |  |  | 140.16 |  | BR143110870
MSO-1.1 1200x400 RAL 7035 | wall grille without frame, RAL 7035, profile 15° |  |  | 161.09 |  | BR145110870
MSO-1.1 1200x400 RAL 9010 | wall grille without frame, RAL 9010, profile 15° |  |  | 161.09 |  | BR144110870
Wall grilles MSU 25
With frame, one row
regulations and wall frames see below
MSU 25-1.0 200x100 | wall grille with frame, nature elox, profile 0° | o |  | 15.21 |  | BR140100130
MSU 25-1.0 200x100 RAL 7035 | wall grille with frame, RAL 7035, profile 0° |  |  | 22.72 |  | BR142100130
MSU 25-1.0 200x100 RAL 9010 | wall grille with frame, RAL 9010, profile 0° |  |  | 17.46 |  | BR141100130
MSU 25-1.0 300x100 | wall grille with frame, nature elox, profile 0° | o |  | 20.28 |  | BR140100150
MSU 25-1.0 300x100 RAL 7035 | wall grille with frame, RAL 7035, profile 0° |  |  | 30.37 |  | BR142100150
MSU 25-1.0 300x100 RAL 9010 | wall grille with frame, RAL 9010, profile 0° |  |  | 23.33 |  | BR141100150
MSU 25-1.0 300x125 | wall grille with frame, nature elox, profile 0° |  |  | 22.25 |  | BR140100290
MSU 25-1.0 300x125 RAL 7035 | wall grille with frame, RAL 7035, profile 0° |  |  | 33.28 |  | BR142100290
MSU 25-1.0 300x125 RAL 9010 | wall grille with frame, RAL 9010, profile 0° |  |  | 25.53 |  | BR141100290
MSU 25-1.0 300x150 | wall grille with frame, nature elox, profile 0° | o |  | 27.65 |  | BR140100430
MSU 25-1.0 300x150 RAL 7035 | wall grille with frame, RAL 7035, profile 0° |  |  | 41.4 |  | BR142100430
MSU 25-1.0 300x150 RAL 9010 | wall grille with frame, RAL 9010, profile 0° |  |  | 31.73 |  | BR141100430
MSU 25-1.0 300x200 | wall grille with frame, nature elox, profile 0° | o |  | 29.52 |  | BR140100570
MSU 25-1.0 300x200 RAL 7035 | wall grille with frame, RAL 7035, profile 0° |  |  | 44.26 |  | BR142100570
MSU 25-1.0 300x200 RAL 9010 | wall grille with frame, RAL 9010, profile 0° |  |  | 34.03 |  | BR141100570
MSU 25-1.0 400x75 | wall grille with frame, nature elox, profile 0° |  |  | 21.73 |  | BR140100010
MSU 25-1.0 400x75 RAL 7035 | wall grille with frame, RAL 7035, profile 0° |  |  | 32.48 |  | BR142100010
MSU 25-1.0 400x75 RAL 9010 | wall grille with frame, RAL 9010, profile 0° |  |  | 25.02 |  | BR141100010
MSU 25-1.0 400x100 | wall grille with frame, nature elox, profile 0° | o |  | 26.76 |  | BR140100170
MSU 25-1.0 400x100 RAL 7035 | wall grille with frame, RAL 7035, profile 0° |  |  | 40.04 |  | BR142100170
MSU 25-1.0 400x100 RAL 9010 | wall grille with frame, RAL 9010, profile 0° |  |  | 30.74 |  | BR141100170
MSU 25-1.0 400x125 | wall grille with frame, nature elox, profile 0° |  |  | 29.57 |  | BR140100310
MSU 25-1.0 400x125 RAL 7035 | wall grille with frame, RAL 7035, profile 0° |  |  | 44.36 |  | BR142100310
MSU 25-1.0 400x125 RAL 9010 | wall grille with frame, RAL 9010, profile 0° |  |  | 34.08 |  | BR141100310
MSU 25-1.0 400x150 | wall grille with frame, nature elox, profile 0° | o |  | 29.52 |  | BR140100450
MSU 25-1.0 400x150 RAL 7035 | wall grille with frame, RAL 7035, profile 0° |  |  | 44.26 |  | BR142100450
MSU 25-1.0 400x150 RAL 9010 | wall grille with frame, RAL 9010, profile 0° |  |  | 34.03 |  | BR141100450
MSU 25-1.0 400x200 | wall grille with frame, nature elox, profile 0° | o |  | 40.46 |  | BR140100590
MSU 25-1.0 400x200 RAL 7035 | wall grille with frame, RAL 7035, profile 0° |  |  | 60.69 |  | BR142100590
MSU 25-1.0 400x200 RAL 9010 | wall grille with frame, RAL 9010, profile 0° |  |  | 46.52 |  | BR141100590
MSU 25-1.0 400x300 | wall grille with frame, nature elox, profile 0° |  |  | 50.69 |  | BR140100710
MSU 25-1.0 400x300 RAL 7035 | wall grille with frame, RAL 7035, profile 0° |  |  | 76.09 |  | BR142100710
MSU 25-1.0 400x300 RAL 9010 | wall grille with frame, RAL 9010, profile 0° |  |  | 58.34 |  | BR141100710
MSU 25-1.0 500x75 | wall grille with frame, nature elox, profile 0° |  |  | 26.76 |  | BR140100030
MSU 25-1.0 500x75 RAL 7035 | wall grille with frame, RAL 7035, profile 0° |  |  | 40.04 |  | BR142100030
MSU 25-1.0 500x75 RAL 9010 | wall grille with frame, RAL 9010, profile 0° |  |  | 30.74 |  | BR141100030
MSU 25-1.0 500x100 | wall grille with frame, nature elox, profile 0° |  |  | 31.17 |  | BR140100190
MSU 25-1.0 500x100 RAL 7035 | wall grille with frame, RAL 7035, profile 0° |  |  | 46.61 |  | BR142100190
MSU 25-1.0 500x100 RAL 9010 | wall grille with frame, RAL 9010, profile 0° |  |  | 35.72 |  | BR141100190
MSU 25-1.0 500x125 | wall grille with frame, nature elox, profile 0° |  |  | 33.28 |  | BR140100330
MSU 25-1.0 500x125 RAL 7035 | wall grille with frame, RAL 7035, profile 0° |  |  | 49.85 |  | BR142100330
MSU 25-1.0 500x125 RAL 9010 | wall grille with frame, RAL 9010, profile 0° |  |  | 38.21 |  | BR141100330
MSU 25-1.0 500x150 | wall grille with frame, nature elox, profile 0° |  |  | 30.89 |  | BR140100470
MSU 25-1.0 500x150 RAL 7035 | wall grille with frame, RAL 7035, profile 0° |  |  | 46.19 |  | BR142100470
MSU 25-1.0 500x150 RAL 9010 | wall grille with frame, RAL 9010, profile 0° |  |  | 35.44 |  | BR141100470
MSU 25-1.0 500x200 | wall grille with frame, nature elox, profile 0° |  |  | 47.46 |  | BR140100610
MSU 25-1.0 500x200 RAL 7035 | wall grille with frame, RAL 7035, profile 0° |  |  | 71.16 |  | BR142100610
MSU 25-1.0 500x200 RAL 9010 | wall grille with frame, RAL 9010, profile 0° |  |  | 54.54 |  | BR141100610
MSU 25-1.0 500x300 | wall grille with frame, nature elox, profile 0° |  |  | 57.83 |  | BR140100730
MSU 25-1.0 500x300 RAL 7035 | wall grille with frame, RAL 7035, profile 0° |  |  | 86.65 |  | BR142100730
MSU 25-1.0 500x300 RAL 9010 | wall grille with frame, RAL 9010, profile 0° |  |  | 66.56 |  | BR141100730
MSU 25-1.0 600x75 | wall grille with frame, nature elox, profile 0° |  |  | 28.87 |  | BR140100050
MSU 25-1.0 600x75 RAL 7035 | wall grille with frame, RAL 7035, profile 0° |  |  | 43.28 |  | BR142100050
MSU 25-1.0 600x75 RAL 9010 | wall grille with frame, RAL 9010, profile 0° |  |  | 33.23 |  | BR141100050
MSU 25-1.0 600x100 | wall grille with frame, nature elox, profile 0° |  |  | 33.28 |  | BR140100210
MSU 25-1.0 600x100 RAL 7035 | wall grille with frame, RAL 7035, profile 0° |  |  | 49.85 |  | BR142100210
MSU 25-1.0 600x100 RAL 9010 | wall grille with frame, RAL 9010, profile 0° |  |  | 38.21 |  | BR141100210
MSU 25-1.0 600x125 | wall grille with frame, nature elox, profile 0° |  |  | 38.35 |  | BR140100350
MSU 25-1.0 600x125 RAL 7035 | wall grille with frame, RAL 7035, profile 0° |  |  | 57.36 |  | BR142100350
MSU 25-1.0 600x125 RAL 9010 | wall grille with frame, RAL 9010, profile 0° |  |  | 44.08 |  | BR141100350
MSU 25-1.0 600x150 | wall grille with frame, nature elox, profile 0° | o |  | 37.22 |  | BR140100490
MSU 25-1.0 600x150 RAL 7035 | wall grille with frame, RAL 7035, profile 0° |  |  | 55.81 |  | BR142100490
MSU 25-1.0 600x150 RAL 9010 | wall grille with frame, RAL 9010, profile 0° |  |  | 42.76 |  | BR141100490
MSU 25-1.0 600x200 | wall grille with frame, nature elox, profile 0° | o |  | 50.69 |  | BR140100630
MSU 25-1.0 600x200 RAL 7035 | wall grille with frame, RAL 7035, profile 0° |  |  | 76.09 |  | BR142100630
MSU 25-1.0 600x200 RAL 9010 | wall grille with frame, RAL 9010, profile 0° |  |  | 58.34 |  | BR141100630
MSU 25-1.0 600x300 | wall grille with frame, nature elox, profile 0° |  |  | 69.33 |  | BR140100750
MSU 25-1.0 600x300 RAL 7035 | wall grille with frame, RAL 7035, profile 0° |  |  | 103.97 |  | BR142100750
MSU 25-1.0 600x300 RAL 9010 | wall grille with frame, RAL 9010, profile 0° |  |  | 79.75 |  | BR141100750
MSU 25-1.0 800x75 | wall grille with frame, nature elox, profile 0° |  |  | 34.03 |  | BR140100070
MSU 25-1.0 800x75 RAL 7035 | wall grille with frame, RAL 7035, profile 0° |  |  | 50.93 |  | BR142100070
MSU 25-1.0 800x75 RAL 9010 | wall grille with frame, RAL 9010, profile 0° |  |  | 39.05 |  | BR141100070
MSU 25-1.0 800x100 | wall grille with frame, nature elox, profile 0° |  |  | 38.35 |  | BR140100230
MSU 25-1.0 800x100 RAL 7035 | wall grille with frame, RAL 7035, profile 0° |  |  | 57.36 |  | BR142100230
MSU 25-1.0 800x100 RAL 9010 | wall grille with frame, RAL 9010, profile 0° |  |  | 44.08 |  | BR141100230
MSU 25-1.0 800x125 | wall grille with frame, nature elox, profile 0° |  |  | 41.82 |  | BR140100370
MSU 25-1.0 800x125 RAL 7035 | wall grille with frame, RAL 7035, profile 0° |  |  | 62.76 |  | BR142100370
MSU 25-1.0 800x125 RAL 9010 | wall grille with frame, RAL 9010, profile 0° |  |  | 48.11 |  | BR141100370
MSU 25-1.0 800x150 | wall grille with frame, nature elox, profile 0° |  |  | 48.72 |  | BR140100510
MSU 25-1.0 800x150 RAL 7035 | wall grille with frame, RAL 7035, profile 0° |  |  | 73.13 |  | BR142100510
MSU 25-1.0 800x150 RAL 9010 | wall grille with frame, RAL 9010, profile 0° |  |  | 56.09 |  | BR141100510
MSU 25-1.0 800x200 | wall grille with frame, nature elox, profile 0° |  |  | 61.02 |  | BR140100650
MSU 25-1.0 800x200 RAL 7035 | wall grille with frame, RAL 7035, profile 0° |  |  | 91.44 |  | BR142100650
MSU 25-1.0 800x200 RAL 9010 | wall grille with frame, RAL 9010, profile 0° |  |  | 70.08 |  | BR141100650
MSU 25-1.0 800x300 | wall grille with frame, nature elox, profile 0° |  |  | 89.23 |  | BR140100770
MSU 25-1.0 800x300 RAL 7035 | wall grille with frame, RAL 7035, profile 0° |  |  | 133.73 |  | BR142100770
MSU 25-1.0 800x300 RAL 9010 | wall grille with frame, RAL 9010, profile 0° |  |  | 102.56 |  | BR141100770
MSU 25-1.0 800x400 | wall grille with frame, nature elox, profile 0° |  |  | 119.04 |  | BR140100830
MSU 25-1.0 800x400 RAL 7035 | wall grille with frame, RAL 7035, profile 0° |  |  | 178.37 |  | BR142100830
MSU 25-1.0 800x400 RAL 9010 | wall grille with frame, RAL 9010, profile 0° |  |  | 136.69 |  | BR141100830
MSU 25-1.0 1000x75 | wall grille with frame, nature elox, profile 0° |  |  | 39.76 |  | BR140100090
MSU 25-1.0 1000x75 RAL 7035 | wall grille with frame, RAL 7035, profile 0° |  |  | 59.52 |  | BR142100090
MSU 25-1.0 1000x75 RAL 9010 | wall grille with frame, RAL 9010, profile 0° |  |  | 45.67 |  | BR141100090
MSU 25-1.0 1000x100 | wall grille with frame, nature elox, profile 0° |  |  | 45.53 |  | BR140100250
MSU 25-1.0 1000x100 RAL 7035 | wall grille with frame, RAL 7035, profile 0° |  |  | 68.25 |  | BR142100250
MSU 25-1.0 1000x100 RAL 9010 | wall grille with frame, RAL 9010, profile 0° |  |  | 52.38 |  | BR141100250
MSU 25-1.0 1000x125 | wall grille with frame, nature elox, profile 0° |  |  | 53.37 |  | BR140100390
MSU 25-1.0 1000x125 RAL 7035 | wall grille with frame, RAL 7035, profile 0° |  |  | 80.08 |  | BR142100390
MSU 25-1.0 1000x125 RAL 9010 | wall grille with frame, RAL 9010, profile 0° |  |  | 61.4 |  | BR141100390
MSU 25-1.0 1000x150 | wall grille with frame, nature elox, profile 0° |  |  | 55.9 |  | BR140100530
MSU 25-1.0 1000x150 RAL 7035 | wall grille with frame, RAL 7035, profile 0° |  |  | 83.69 |  | BR142100530
MSU 25-1.0 1000x150 RAL 9010 | wall grille with frame, RAL 9010, profile 0° |  |  | 64.17 |  | BR141100530
MSU 25-1.0 1000x200 | wall grille with frame, nature elox, profile 0° |  |  | 74.44 |  | BR140100670
MSU 25-1.0 1000x200 RAL 7035 | wall grille with frame, RAL 7035, profile 0° |  |  | 111.62 |  | BR142100670
MSU 25-1.0 1000x200 RAL 9010 | wall grille with frame, RAL 9010, profile 0° |  |  | 85.62 |  | BR141100670
MSU 25-1.0 1000x300 | wall grille with frame, nature elox, profile 0° |  |  | 106.46 |  | BR140100790
MSU 25-1.0 1000x300 RAL 7035 | wall grille with frame, RAL 7035, profile 0° |  |  | 159.69 |  | BR142100790
MSU 25-1.0 1000x300 RAL 9010 | wall grille with frame, RAL 9010, profile 0° |  |  | 122.46 |  | BR141100790
MSU 25-1.0 1000x400 | wall grille with frame, nature elox, profile 0° |  |  | 141.94 |  | BR140100850
MSU 25-1.0 1000x400 RAL 7035 | wall grille with frame, RAL 7035, profile 0° |  |  | 212.87 |  | BR142100850
MSU 25-1.0 1000x400 RAL 9010 | wall grille with frame, RAL 9010, profile 0° |  |  | 163.21 |  | BR141100850
MSU 25-1.0 1200x75 | wall grille with frame, nature elox, profile 0° |  |  | 47.5 |  | BR140100110
MSU 25-1.0 1200x75 RAL 7035 | wall grille with frame, RAL 7035, profile 0° |  |  | 71.25 |  | BR142100110
MSU 25-1.0 1200x75 RAL 9010 | wall grille with frame, RAL 9010, profile 0° |  |  | 54.64 |  | BR141100110
MSU 25-1.0 1200x100 | wall grille with frame, nature elox, profile 0° |  |  | 54.5 |  | BR140100270
MSU 25-1.0 1200x100 RAL 7035 | wall grille with frame, RAL 7035, profile 0° |  |  | 81.77 |  | BR142100270
MSU 25-1.0 1200x100 RAL 9010 | wall grille with frame, RAL 9010, profile 0° |  |  | 62.71 |  | BR141100270
MSU 25-1.0 1200x125 | wall grille with frame, nature elox, profile 0° |  |  | on request
MSU 25-1.0 1200x125 RAL 7035 | wall grille with frame, RAL 7035, profile 0° |  |  | 96.22 |  | BR142100410
MSU 25-1.0 1200x125 RAL 9010 | wall grille with frame, RAL 9010, profile 0° |  |  | 73.83 |  | BR141100410
MSU 25-1.0 1200x150 | wall grille with frame, nature elox, profile 0° |  |  | 67.03 |  | BR140100550
MSU 25-1.0 1200x150 RAL 7035 | wall grille with frame, RAL 7035, profile 0° |  |  | 100.45 |  | BR142100550
MSU 25-1.0 1200x150 RAL 9010 | wall grille with frame, RAL 9010, profile 0° |  |  | 77.03 |  | BR141100550
MSU 25-1.0 1200x200 | wall grille with frame, nature elox, profile 0° |  |  | 89.42 |  | BR140100690
MSU 25-1.0 1200x200 RAL 7035 | wall grille with frame, RAL 7035, profile 0° |  |  | 134.01 |  | BR142100690
MSU 25-1.0 1200x200 RAL 9010 | wall grille with frame, RAL 9010, profile 0° |  |  | 102.7 |  | BR141100690
MSU 25-1.0 1200x300 | wall grille with frame, nature elox, profile 0° |  |  | 127.72 |  | BR140100810
MSU 25-1.0 1200x300 RAL 7035 | wall grille with frame, RAL 7035, profile 0° |  |  | 191.6 |  | BR142100810
MSU 25-1.0 1200x300 RAL 9010 | wall grille with frame, RAL 9010, profile 0° |  |  | 146.92 |  | BR141100810
MSU 25-1.0 1200x400 | wall grille with frame, nature elox, profile 0° |  |  | 170.25 |  | BR140100870
MSU 25-1.0 1200x400 RAL 7035 | wall grille with frame, RAL 7035, profile 0° |  |  | 255.35 |  | BR142100870
MSU 25-1.0 1200x400 RAL 9010 | wall grille with frame, RAL 9010, profile 0° |  |  | 195.69 |  | BR141100870
MSU 25-1.1 200x100 | wall grille with frame, nature elox, profile 15° |  |  | 15.21 |  | BR140110130
MSU 25-1.1 200x100 RAL 7035 | wall grille with frame, RAL 7035, profile 15° |  |  | 22.72 |  | BR142110130
MSU 25-1.1 200x100 RAL 9010 | wall grille with frame, RAL 9010, profile 15° |  |  | 17.46 |  | BR141110130
MSU 25-1.1 300x100 | wall grille with frame, nature elox, profile 15° |  |  | 20.28 |  | BR140110150
MSU 25-1.1 300x100 RAL 7035 | wall grille with frame, RAL 7035, profile 15° |  |  | 30.37 |  | BR142110150
MSU 25-1.1 300x100 RAL 9010 | wall grille with frame, RAL 9010, profile 15° |  |  | 23.33 |  | BR141110150
MSU 25-1.1 300x125 | wall grille with frame, nature elox, profile 15° |  |  | 22.25 |  | BR140110290
MSU 25-1.1 300x125 RAL 7035 | wall grille with frame, RAL 7035, profile 15° |  |  | 33.28 |  | BR142110290
MSU 25-1.1 300x125 RAL 9010 | wall grille with frame, RAL 9010, profile 15° |  |  | 25.53 |  | BR141110290
MSU 25-1.1 300x150 | wall grille with frame, nature elox, profile 15° |  |  | 27.65 |  | BR140110430
MSU 25-1.1 300x150 RAL 7035 | wall grille with frame, RAL 7035, profile 15° |  |  | 41.4 |  | BR142110430
MSU 25-1.1 300x150 RAL 9010 | wall grille with frame, RAL 9010, profile 15° |  |  | 31.73 |  | BR141110430
MSU 25-1.1 300x200 | wall grille with frame, nature elox, profile 15° |  |  | 29.52 |  | BR140110570
MSU 25-1.1 300x200 RAL 7035 | wall grille with frame, RAL 7035, profile 15° |  |  | 44.26 |  | BR142110570
MSU 25-1.1 300x200 RAL 9010 | wall grille with frame, RAL 9010, profile 15° |  |  | 34.03 |  | BR141110570
MSU 25-1.1 400x75 | wall grille with frame, nature elox, profile 15° |  |  | 21.73 |  | BR140110010
MSU 25-1.1 400x75 RAL 7035 | wall grille with frame, RAL 7035, profile 15° |  |  | 32.48 |  | BR142110010
MSU 25-1.1 400x75 RAL 9010 | wall grille with frame, RAL 9010, profile 15° |  |  | 25.02 |  | BR141110010
MSU 25-1.1 400x100 | wall grille with frame, nature elox, profile 15° |  |  | 26.76 |  | BR140110170
MSU 25-1.1 400x100 RAL 7035 | wall grille with frame, RAL 7035, profile 15° |  |  | 40.04 |  | BR142110170
MSU 25-1.1 400x100 RAL 9010 | wall grille with frame, RAL 9010, profile 15° |  |  | 30.74 |  | BR141110170
MSU 25-1.1 400x125 | wall grille with frame, nature elox, profile 15° |  |  | 29.57 |  | BR140110310
MSU 25-1.1 400x125 RAL 7035 | wall grille with frame, RAL 7035, profile 15° |  |  | 44.36 |  | BR142110310
MSU 25-1.1 400x125 RAL 9010 | wall grille with frame, RAL 9010, profile 15° |  |  | 34.08 |  | BR141110310
MSU 25-1.1 400x150 | wall grille with frame, nature elox, profile 15° |  |  | 29.52 |  | BR140110450
MSU 25-1.1 400x150 RAL 7035 | wall grille with frame, RAL 7035, profile 15° |  |  | 44.26 |  | BR142110450
MSU 25-1.1 400x150 RAL 9010 | wall grille with frame, RAL 9010, profile 15° |  |  | 34.03 |  | BR141110450
MSU 25-1.1 400x200 | wall grille with frame, nature elox, profile 15° |  |  | 40.46 |  | BR140110590
MSU 25-1.1 400x200 RAL 7035 | wall grille with frame, RAL 7035, profile 15° |  |  | 60.69 |  | BR142110590
MSU 25-1.1 400x200 RAL 9010 | wall grille with frame, RAL 9010, profile 15° |  |  | 46.52 |  | BR141110590
MSU 25-1.1 400x300 | wall grille with frame, nature elox, profile 15° |  |  | 50.69 |  | BR140110710
MSU 25-1.1 400x300 RAL 7035 | wall grille with frame, RAL 7035, profile 15° |  |  | 76.09 |  | BR142110710
MSU 25-1.1 400x300 RAL 9010 | wall grille with frame, RAL 9010, profile 15° |  |  | 58.34 |  | BR141110710
MSU 25-1.1 500x75 | wall grille with frame, nature elox, profile 15° |  |  | 26.76 |  | BR140110030
MSU 25-1.1 500x75 RAL 7035 | wall grille with frame, RAL 7035, profile 15° |  |  | 40.04 |  | BR142110030
MSU 25-1.1 500x75 RAL 9010 | wall grille with frame, RAL 9010, profile 15° |  |  | 30.74 |  | BR141110030
MSU 25-1.1 500x100 | wall grille with frame, nature elox, profile 15° |  |  | 31.17 |  | BR140110190
MSU 25-1.1 500x100 RAL 7035 | wall grille with frame, RAL 7035, profile 15° |  |  | 46.61 |  | BR142110190
MSU 25-1.1 500x100 RAL 9010 | wall grille with frame, RAL 9010, profile 15° |  |  | 35.72 |  | BR141110190
MSU 25-1.1 500x125 | wall grille with frame, nature elox, profile 15° |  |  | 33.28 |  | BR140110330
MSU 25-1.1 500x125 RAL 7035 | wall grille with frame, RAL 7035, profile 15° |  |  | 49.85 |  | BR142110330
MSU 25-1.1 500x125 RAL 9010 | wall grille with frame, RAL 9010, profile 15° |  |  | 38.21 |  | BR141110330
MSU 25-1.1 500x150 | wall grille with frame, nature elox, profile 15° |  |  | 30.89 |  | BR140110470
MSU 25-1.1 500x150 RAL 7035 | wall grille with frame, RAL 7035, profile 15° |  |  | 46.19 |  | BR142110470
MSU 25-1.1 500x150 RAL 9010 | wall grille with frame, RAL 9010, profile 15° |  |  | 35.44 |  | BR141110470
MSU 25-1.1 500x200 | wall grille with frame, nature elox, profile 15° |  |  | 47.46 |  | BR140110610
MSU 25-1.1 500x200 RAL 7035 | wall grille with frame, RAL 7035, profile 15° |  |  | 71.16 |  | BR142110610
MSU 25-1.1 500x200 RAL 9010 | wall grille with frame, RAL 9010, profile 15° |  |  | 54.54 |  | BR141110610
MSU 25-1.1 500x300 | wall grille with frame, nature elox, profile 15° |  |  | 57.83 |  | BR140110730
MSU 25-1.1 500x300 RAL 7035 | wall grille with frame, RAL 7035, profile 15° |  |  | 86.65 |  | BR142110730
MSU 25-1.1 500x300 RAL 9010 | wall grille with frame, RAL 9010, profile 15° |  |  | 66.56 |  | BR141110730
MSU 25-1.1 600x75 | wall grille with frame, nature elox, profile 15° |  |  | 28.87 |  | BR140110050
MSU 25-1.1 600x75 RAL 7035 | wall grille with frame, RAL 7035, profile 15° |  |  | 43.28 |  | BR142110050
MSU 25-1.1 600x75 RAL 9010 | wall grille with frame, RAL 9010, profile 15° |  |  | 33.23 |  | BR141110050
MSU 25-1.1 600x100 | wall grille with frame, nature elox, profile 15° |  |  | 33.28 |  | BR140110210
MSU 25-1.1 600x100 RAL 7035 | wall grille with frame, RAL 7035, profile 15° |  |  | 49.85 |  | BR142110210
MSU 25-1.1 600x100 RAL 9010 | wall grille with frame, RAL 9010, profile 15° |  |  | 38.21 |  | BR141110210
MSU 25-1.1 600x125 | wall grille with frame, nature elox, profile 15° |  |  | 38.35 |  | BR140110350
MSU 25-1.1 600x125 RAL 7035 | wall grille with frame, RAL 7035, profile 15° |  |  | 57.36 |  | BR142110350
MSU 25-1.1 600x125 RAL 9010 | wall grille with frame, RAL 9010, profile 15° |  |  | 44.08 |  | BR141110350
MSU 25-1.1 600x150 | wall grille with frame, nature elox, profile 15° |  |  | 37.22 |  | BR140110490
MSU 25-1.1 600x150 RAL 7035 | wall grille with frame, RAL 7035, profile 15° |  |  | 55.81 |  | BR142110490
MSU 25-1.1 600x150 RAL 9010 | wall grille with frame, RAL 9010, profile 15° |  |  | 42.76 |  | BR141110490
MSU 25-1.1 600x200 | wall grille with frame, nature elox, profile 15° |  |  | 50.69 |  | BR140110630
MSU 25-1.1 600x200 RAL 7035 | wall grille with frame, RAL 7035, profile 15° |  |  | 76.09 |  | BR142110630
MSU 25-1.1 600x200 RAL 9010 | wall grille with frame, RAL 9010, profile 15° |  |  | 58.34 |  | BR141110630
MSU 25-1.1 600x300 | wall grille with frame, nature elox, profile 15° |  |  | 69.33 |  | BR140110750
MSU 25-1.1 600x300 RAL 7035 | wall grille with frame, RAL 7035, profile 15° |  |  | 103.97 |  | BR142110750
MSU 25-1.1 600x300 RAL 9010 | wall grille with frame, RAL 9010, profile 15° |  |  | 79.75 |  | BR141110750
MSU 25-1.1 800x75 | wall grille with frame, nature elox, profile 15° |  |  | 34.03 |  | BR140110070
MSU 25-1.1 800x75 RAL 7035 | wall grille with frame, RAL 7035, profile 15° |  |  | 50.93 |  | BR142110070
MSU 25-1.1 800x75 RAL 9010 | wall grille with frame, RAL 9010, profile 15° |  |  | 39.05 |  | BR141110070
MSU 25-1.1 800x100 | wall grille with frame, nature elox, profile 15° |  |  | 38.35 |  | BR140110230
MSU 25-1.1 800x100 RAL 7035 | wall grille with frame, RAL 7035, profile 15° |  |  | 57.36 |  | BR142110230
MSU 25-1.1 800x100 RAL 9010 | wall grille with frame, RAL 9010, profile 15° |  |  | 44.08 |  | BR141110230
MSU 25-1.1 800x125 | wall grille with frame, nature elox, profile 15° |  |  | 41.82 |  | BR140110370
MSU 25-1.1 800x125 RAL 7035 | wall grille with frame, RAL 7035, profile 15° |  |  | 62.76 |  | BR142110370
MSU 25-1.1 800x125 RAL 9010 | wall grille with frame, RAL 9010, profile 15° |  |  | 48.11 |  | BR141110370
MSU 25-1.1 800x150 | wall grille with frame, nature elox, profile 15° |  |  | 48.72 |  | BR140110510
MSU 25-1.1 800x150 RAL 7035 | wall grille with frame, RAL 7035, profile 15° |  |  | 73.13 |  | BR142110510
MSU 25-1.1 800x150 RAL 9010 | wall grille with frame, RAL 9010, profile 15° |  |  | 56.09 |  | BR141110510
MSU 25-1.1 800x200 | wall grille with frame, nature elox, profile 15° |  |  | 61.02 |  | BR140110650
MSU 25-1.1 800x200 RAL 7035 | wall grille with frame, RAL 7035, profile 15° |  |  | 91.44 |  | BR142110650
MSU 25-1.1 800x200 RAL 9010 | wall grille with frame, RAL 9010, profile 15° |  |  | 70.08 |  | BR141110650
MSU 25-1.1 800x300 | wall grille with frame, nature elox, profile 15° |  |  | 89.23 |  | BR140110770
MSU 25-1.1 800x300 RAL 7035 | wall grille with frame, RAL 7035, profile 15° |  |  | 133.73 |  | BR142110770
MSU 25-1.1 800x300 RAL 9010 | wall grille with frame, RAL 9010, profile 15° |  |  | 102.56 |  | BR141110770
MSU 25-1.1 800x400 | wall grille with frame, nature elox, profile 15° |  |  | 119.04 |  | BR140110830
MSU 25-1.1 800x400 RAL 7035 | wall grille with frame, RAL 7035, profile 15° |  |  | 178.37 |  | BR142110830
MSU 25-1.1 800x400 RAL 9010 | wall grille with frame, RAL 9010, profile 15° |  |  | 136.69 |  | BR141110830
MSU 25-1.1 1000x75 | wall grille with frame, nature elox, profile 15° |  |  | 39.76 |  | BR140110090
MSU 25-1.1 1000x75 RAL 7035 | wall grille with frame, RAL 7035, profile 15° |  |  | 59.52 |  | BR142110090
MSU 25-1.1 1000x75 RAL 9010 | wall grille with frame, RAL 9010, profile 15° |  |  | 45.67 |  | BR141110090
MSU 25-1.1 1000x100 | wall grille with frame, nature elox, profile 15° |  |  | 45.53 |  | BR140110250
MSU 25-1.1 1000x100 RAL 7035 | wall grille with frame, RAL 7035, profile 15° |  |  | 68.25 |  | BR142110250
MSU 25-1.1 1000x100 RAL 9010 | wall grille with frame, RAL 9010, profile 15° |  |  | 52.38 |  | BR141110250
MSU 25-1.1 1000x125 | wall grille with frame, nature elox, profile 15° |  |  | 53.37 |  | BR140110390
MSU 25-1.1 1000x125 RAL 7035 | wall grille with frame, RAL 7035, profile 15° |  |  | 80.08 |  | BR142110390
MSU 25-1.1 1000x125 RAL 9010 | wall grille with frame, RAL 9010, profile 15° |  |  | 61.4 |  | BR141110390
MSU 25-1.1 1000x150 | wall grille with frame, nature elox, profile 15° |  |  | 55.9 |  | BR140110530
MSU 25-1.1 1000x150 RAL 7035 | wall grille with frame, RAL 7035, profile 15° |  |  | 83.69 |  | BR142110530
MSU 25-1.1 1000x150 RAL 9010 | wall grille with frame, RAL 9010, profile 15° |  |  | 64.17 |  | BR141110530
MSU 25-1.1 1000x200 | wall grille with frame, nature elox, profile 15° |  |  | 74.44 |  | BR140110670
MSU 25-1.1 1000x200 RAL 7035 | wall grille with frame, RAL 7035, profile 15° |  |  | 111.62 |  | BR142110670
MSU 25-1.1 1000x200 RAL 9010 | wall grille with frame, RAL 9010, profile 15° |  |  | 85.62 |  | BR141110670
MSU 25-1.1 1000x300 | wall grille with frame, nature elox, profile 15° |  |  | 106.46 |  | BR140110790
MSU 25-1.1 1000x300 RAL 7035 | wall grille with frame, RAL 7035, profile 15° |  |  | 159.69 |  | BR142110790
MSU 25-1.1 1000x300 RAL 9010 | wall grille with frame, RAL 9010, profile 15° |  |  | 122.46 |  | BR141110790
MSU 25-1.1 1000x400 | wall grille with frame, nature elox, profile 15° |  |  | 141.94 |  | BR140110850
MSU 25-1.1 1000x400 RAL 7035 | wall grille with frame, RAL 7035, profile 15° |  |  | 212.87 |  | BR142110850
MSU 25-1.1 1000x400 RAL 9010 | wall grille with frame, RAL 9010, profile 15° |  |  | 163.21 |  | BR141110850
MSU 25-1.1 1200x75 | wall grille with frame, nature elox, profile 15° |  |  | 47.5 |  | BR140110110
MSU 25-1.1 1200x75 RAL 7035 | wall grille with frame, RAL 7035, profile 15° |  |  | 71.25 |  | BR142110110
MSU 25-1.1 1200x75 RAL 9010 | wall grille with frame, RAL 9010, profile 15° |  |  | 54.64 |  | BR141110110
MSU 25-1.1 1200x100 | wall grille with frame, nature elox, profile 15° |  |  | 54.5 |  | BR140110270
MSU 25-1.1 1200x100 RAL 7035 | wall grille with frame, RAL 7035, profile 15° |  |  | 81.77 |  | BR142110270
MSU 25-1.1 1200x100 RAL 9010 | wall grille with frame, RAL 9010, profile 15° |  |  | 62.71 |  | BR141110270
MSU 25-1.1 1200x125 | wall grille with frame, nature elox, profile 15° |  |  | 64.17 |  | BR140110410
MSU 25-1.1 1200x125 RAL 7035 | wall grille with frame, RAL 7035, profile 15° |  |  | 96.22 |  | BR142110410
MSU 25-1.1 1200x125 RAL 9010 | wall grille with frame, RAL 9010, profile 15° |  |  | 73.83 |  | BR141110410
MSU 25-1.1 1200x150 | wall grille with frame, nature elox, profile 15° |  |  | 67.03 |  | BR140110550
MSU 25-1.1 1200x150 RAL 7035 | wall grille with frame, RAL 7035, profile 15° |  |  | 100.45 |  | BR142110550
MSU 25-1.1 1200x150 RAL 9010 | wall grille with frame, RAL 9010, profile 15° |  |  | 77.03 |  | BR141110550
MSU 25-1.1 1200x200 | wall grille with frame, nature elox, profile 15° |  |  | 89.42 |  | BR140110690
MSU 25-1.1 1200x200 RAL 7035 | wall grille with frame, RAL 7035, profile 15° |  |  | 134.01 |  | BR142110690
MSU 25-1.1 1200x200 RAL 9010 | wall grille with frame, RAL 9010, profile 15° |  |  | 102.7 |  | BR141110690
MSU 25-1.1 1200x300 | wall grille with frame, nature elox, profile 15° |  |  | 127.72 |  | BR140110810
MSU 25-1.1 1200x300 RAL 7035 | wall grille with frame, RAL 7035, profile 15° |  |  | 191.6 |  | BR142110810
MSU 25-1.1 1200x300 RAL 9010 | wall grille with frame, RAL 9010, profile 15° |  |  | 146.92 |  | BR141110810
MSU 25-1.1 1200x400 | wall grille with frame, nature elox, profile 15° |  |  | 170.25 |  | BR140110870
MSU 25-1.1 1200x400 RAL 7035 | wall grille with frame, RAL 7035, profile 15° |  |  | 255.35 |  | BR142110870
MSU 25-1.1 1200x400 RAL 9010 | wall grille with frame, RAL 9010, profile 15° |  |  | 195.69 |  | BR141110870
With frame, two rows
regulations and wall frames see below
MSU 25-2.0 200x100 | wall grille with frame, nature elox, profile 0° |  |  | 19.34 |  | BR140200130
MSU 25-2.0 200x100 RAL 7035 | wall grille with frame, RAL 7035, profile 0° |  |  | 28.87 |  | BR142200130
MSU 25-2.0 200x100 RAL 9010 | wall grille with frame, RAL 9010, profile 0° |  |  | 22.2 |  | BR141200130
MSU 25-2.0 300x100 | wall grille with frame, nature elox, profile 0° |  |  | 28.02 |  | BR140200150
MSU 25-2.0 300x100 RAL 7035 | wall grille with frame, RAL 7035, profile 0° |  |  | 42.1 |  | BR142200150
MSU 25-2.0 300x100 RAL 9010 | wall grille with frame, RAL 9010, profile 0° |  |  | 32.39 |  | BR141200150
MSU 25-2.0 300x125 | wall grille with frame, nature elox, profile 0° |  |  | 29.52 |  | BR140200290
MSU 25-2.0 300x125 RAL 7035 | wall grille with frame, RAL 7035, profile 0° |  |  | 44.26 |  | BR142200290
MSU 25-2.0 300x125 RAL 9010 | wall grille with frame, RAL 9010, profile 0° |  |  | 34.03 |  | BR141200290
MSU 25-2.0 300x150 | wall grille with frame, nature elox, profile 0° |  |  | 39.66 |  | BR140200430
MSU 25-2.0 300x150 RAL 7035 | wall grille with frame, RAL 7035, profile 0° |  |  | 59.33 |  | BR142200430
MSU 25-2.0 300x150 RAL 9010 | wall grille with frame, RAL 9010, profile 0° |  |  | 45.53 |  | BR141200430
MSU 25-2.0 300x200 | wall grille with frame, nature elox, profile 0° |  |  | 40.98 |  | BR140200570
MSU 25-2.0 300x200 RAL 7035 | wall grille with frame, RAL 7035, profile 0° |  |  | 61.4 |  | BR142200570
MSU 25-2.0 300x200 RAL 9010 | wall grille with frame, RAL 9010, profile 0° |  |  | 47.08 |  | BR141200570
MSU 25-2.0 400x75 | wall grille with frame, nature elox, profile 0° |  |  | 30.51 |  | BR140200010
MSU 25-2.0 400x75 RAL 7035 | wall grille with frame, RAL 7035, profile 0° |  |  | 45.72 |  | BR142200010
MSU 25-2.0 400x75 RAL 9010 | wall grille with frame, RAL 9010, profile 0° |  |  | 35.16 |  | BR141200010
MSU 25-2.0 400x100 | wall grille with frame, nature elox, profile 0° |  |  | 36.99 |  | BR140200170
MSU 25-2.0 400x100 RAL 7035 | wall grille with frame, RAL 7035, profile 0° |  |  | 55.29 |  | BR142200170
MSU 25-2.0 400x100 RAL 9010 | wall grille with frame, RAL 9010, profile 0° |  |  | 42.48 |  | BR141200170
MSU 25-2.0 400x125 | wall grille with frame, nature elox, profile 0° |  |  | 39.38 |  | BR140200310
MSU 25-2.0 400x125 RAL 7035 | wall grille with frame, RAL 7035, profile 0° |  |  | 58.96 |  | BR142200310
MSU 25-2.0 400x125 RAL 9010 | wall grille with frame, RAL 9010, profile 0° |  |  | 45.16 |  | BR141200310
MSU 25-2.0 400x150 | wall grille with frame, nature elox, profile 0° |  |  | 43.79 |  | BR140200450
MSU 25-2.0 400x150 RAL 7035 | wall grille with frame, RAL 7035, profile 0° |  |  | 65.57 |  | BR142200450
MSU 25-2.0 400x150 RAL 9010 | wall grille with frame, RAL 9010, profile 0° |  |  | 50.37 |  | BR141200450
MSU 25-2.0 400x200 | wall grille with frame, nature elox, profile 0° |  |  | 55.86 |  | BR140200590
MSU 25-2.0 400x200 RAL 7035 | wall grille with frame, RAL 7035, profile 0° |  |  | 83.6 |  | BR142200590
MSU 25-2.0 400x200 RAL 9010 | wall grille with frame, RAL 9010, profile 0° |  |  | 64.07 |  | BR141200590
MSU 25-2.0 400x300 | wall grille with frame, nature elox, profile 0° |  |  | 69.19 |  | BR140200710
MSU 25-2.0 400x300 RAL 7035 | wall grille with frame, RAL 7035, profile 0° |  |  | 103.78 |  | BR142200710
MSU 25-2.0 400x300 RAL 9010 | wall grille with frame, RAL 9010, profile 0° |  |  | 79.66 |  | BR141200710
MSU 25-2.0 500x75 | wall grille with frame, nature elox, profile 0° |  |  | 36.99 |  | BR140200030
MSU 25-2.0 500x75 RAL 7035 | wall grille with frame, RAL 7035, profile 0° |  |  | 55.29 |  | BR142200030
MSU 25-2.0 500x75 RAL 9010 | wall grille with frame, RAL 9010, profile 0° |  |  | 42.48 |  | BR141200030
MSU 25-2.0 500x100 | wall grille with frame, nature elox, profile 0° |  |  | 44.97 |  | BR140200190
MSU 25-2.0 500x100 RAL 7035 | wall grille with frame, RAL 7035, profile 0° |  |  | 67.36 |  | BR142200190
MSU 25-2.0 500x100 RAL 9010 | wall grille with frame, RAL 9010, profile 0° |  |  | 51.68 |  | BR141200190
MSU 25-2.0 500x125 | wall grille with frame, nature elox, profile 0° |  |  | 47.36 |  | BR140200330
MSU 25-2.0 500x125 RAL 7035 | wall grille with frame, RAL 7035, profile 0° |  |  | 70.97 |  | BR142200330
MSU 25-2.0 500x125 RAL 9010 | wall grille with frame, RAL 9010, profile 0° |  |  | 54.45 |  | BR141200330
MSU 25-2.0 500x150 | wall grille with frame, nature elox, profile 0° |  |  | 51.63 |  | BR140200470
MSU 25-2.0 500x150 RAL 7035 | wall grille with frame, RAL 7035, profile 0° |  |  | 77.36 |  | BR142200470
MSU 25-2.0 500x150 RAL 9010 | wall grille with frame, RAL 9010, profile 0° |  |  | 59.33 |  | BR141200470
MSU 25-2.0 500x200 | wall grille with frame, nature elox, profile 0° |  |  | 64.26 |  | BR140200610
MSU 25-2.0 500x200 RAL 7035 | wall grille with frame, RAL 7035, profile 0° |  |  | 96.32 |  | BR142200610
MSU 25-2.0 500x200 RAL 9010 | wall grille with frame, RAL 9010, profile 0° |  |  | 73.93 |  | BR141200610
MSU 25-2.0 500x300 | wall grille with frame, nature elox, profile 0° |  |  | 77.73 |  | BR140200730
MSU 25-2.0 500x300 RAL 7035 | wall grille with frame, RAL 7035, profile 0° |  |  | 116.41 |  | BR142200730
MSU 25-2.0 500x300 RAL 9010 | wall grille with frame, RAL 9010, profile 0° |  |  | 89.28 |  | BR141200730
MSU 25-2.0 600x75 | wall grille with frame, nature elox, profile 0° |  |  | 40.09 |  | BR140200050
MSU 25-2.0 600x75 RAL 7035 | wall grille with frame, RAL 7035, profile 0° |  |  | 60.13 |  | BR142200050
MSU 25-2.0 600x75 RAL 9010 | wall grille with frame, RAL 9010, profile 0° |  |  | 46.09 |  | BR141200050
MSU 25-2.0 600x100 | wall grille with frame, nature elox, profile 0° |  |  | 46.52 |  | BR140200210
MSU 25-2.0 600x100 RAL 7035 | wall grille with frame, RAL 7035, profile 0° |  |  | 69.8 |  | BR142200210
MSU 25-2.0 600x100 RAL 9010 | wall grille with frame, RAL 9010, profile 0° |  |  | 53.51 |  | BR141200210
MSU 25-2.0 600x125 | wall grille with frame, nature elox, profile 0° |  |  | 53.79 |  | BR140200350
MSU 25-2.0 600x125 RAL 7035 | wall grille with frame, RAL 7035, profile 0° |  |  | 80.59 |  | BR142200350
MSU 25-2.0 600x125 RAL 9010 | wall grille with frame, RAL 9010, profile 0° |  |  | 61.72 |  | BR141200350
MSU 25-2.0 600x150 | wall grille with frame, nature elox, profile 0° |  |  | 55.11 |  | BR140200490
MSU 25-2.0 600x150 RAL 7035 | wall grille with frame, RAL 7035, profile 0° |  |  | 82.52 |  | BR142200490
MSU 25-2.0 600x150 RAL 9010 | wall grille with frame, RAL 9010, profile 0° |  |  | 63.27 |  | BR141200490
MSU 25-2.0 600x200 | wall grille with frame, nature elox, profile 0° |  |  | 69.19 |  | BR140200630
MSU 25-2.0 600x200 RAL 7035 | wall grille with frame, RAL 7035, profile 0° |  |  | 103.78 |  | BR142200630
MSU 25-2.0 600x200 RAL 9010 | wall grille with frame, RAL 9010, profile 0° |  |  | 79.66 |  | BR141200630
MSU 25-2.0 600x300 | wall grille with frame, nature elox, profile 0° |  |  | 92.56 |  | BR140200750
MSU 25-2.0 600x300 RAL 7035 | wall grille with frame, RAL 7035, profile 0° |  |  | 138.75 |  | BR142200750
MSU 25-2.0 600x300 RAL 9010 | wall grille with frame, RAL 9010, profile 0° |  |  | 106.41 |  | BR141200750
MSU 25-2.0 800x75 | wall grille with frame, nature elox, profile 0° |  |  | 46.52 |  | BR140200070
MSU 25-2.0 800x75 RAL 7035 | wall grille with frame, RAL 7035, profile 0° |  |  | 69.8 |  | BR142200070
MSU 25-2.0 800x75 RAL 9010 | wall grille with frame, RAL 9010, profile 0° |  |  | 53.51 |  | BR141200070
MSU 25-2.0 800x100 | wall grille with frame, nature elox, profile 0° |  |  | 52.99 |  | BR140200230
MSU 25-2.0 800x100 RAL 7035 | wall grille with frame, RAL 7035, profile 0° |  |  | 79.42 |  | BR142200230
MSU 25-2.0 800x100 RAL 9010 | wall grille with frame, RAL 9010, profile 0° |  |  | 60.97 |  | BR141200230
MSU 25-2.0 800x125 | wall grille with frame, nature elox, profile 0° |  |  | 57.83 |  | BR140200370
MSU 25-2.0 800x125 RAL 7035 | wall grille with frame, RAL 7035, profile 0° |  |  | 86.65 |  | BR142200370
MSU 25-2.0 800x125 RAL 9010 | wall grille with frame, RAL 9010, profile 0° |  |  | 66.56 |  | BR141200370
MSU 25-2.0 800x150 | wall grille with frame, nature elox, profile 0° |  |  | 63.6 |  | BR140200510
MSU 25-2.0 800x150 RAL 7035 | wall grille with frame, RAL 7035, profile 0° |  |  | 95.24 |  | BR142200510
MSU 25-2.0 800x150 RAL 9010 | wall grille with frame, RAL 9010, profile 0° |  |  | 73.04 |  | BR141200510
MSU 25-2.0 800x200 | wall grille with frame, nature elox, profile 0° |  |  | 83.97 |  | BR140200650
MSU 25-2.0 800x200 RAL 7035 | wall grille with frame, RAL 7035, profile 0° |  |  | 125.98 |  | BR142200650
MSU 25-2.0 800x200 RAL 9010 | wall grille with frame, RAL 9010, profile 0° |  |  | 96.65 |  | BR141200650
MSU 25-2.0 800x300 | wall grille with frame, nature elox, profile 0° |  |  | 118.52 |  | BR140200770
MSU 25-2.0 800x300 RAL 7035 | wall grille with frame, RAL 7035, profile 0° |  |  | 177.9 |  | BR142200770
MSU 25-2.0 800x300 RAL 9010 | wall grille with frame, RAL 9010, profile 0° |  |  | 136.4 |  | BR141200770
MSU 25-2.0 800x400 | wall grille with frame, nature elox, profile 0° |  |  | 158.04 |  | BR140200830
MSU 25-2.0 800x400 RAL 7035 | wall grille with frame, RAL 7035, profile 0° |  |  | 237.13 |  | BR142200830
MSU 25-2.0 800x400 RAL 9010 | wall grille with frame, RAL 9010, profile 0° |  |  | 181.65 |  | BR141200830
MSU 25-2.0 1000x75 | wall grille with frame, nature elox, profile 0° |  |  | 52.99 |  | BR140200090
MSU 25-2.0 1000x75 RAL 7035 | wall grille with frame, RAL 7035, profile 0° |  |  | 79.42 |  | BR142200090
MSU 25-2.0 1000x75 RAL 9010 | wall grille with frame, RAL 9010, profile 0° |  |  | 60.97 |  | BR141200090
MSU 25-2.0 1000x100 | wall grille with frame, nature elox, profile 0° |  |  | 63.41 |  | BR140200250
MSU 25-2.0 1000x100 RAL 7035 | wall grille with frame, RAL 7035, profile 0° |  |  | 95.05 |  | BR142200250
MSU 25-2.0 1000x100 RAL 9010 | wall grille with frame, RAL 9010, profile 0° |  |  | 72.94 |  | BR141200250
MSU 25-2.0 1000x125 | wall grille with frame, nature elox, profile 0° |  |  | 72.24 |  | BR140200390
MSU 25-2.0 1000x125 RAL 7035 | wall grille with frame, RAL 7035, profile 0° |  |  | 108.29 |  | BR142200390
MSU 25-2.0 1000x125 RAL 9010 | wall grille with frame, RAL 9010, profile 0° |  |  | 83.08 |  | BR141200390
MSU 25-2.0 1000x150 | wall grille with frame, nature elox, profile 0° |  |  | 76.93 |  | BR140200530
MSU 25-2.0 1000x150 RAL 7035 | wall grille with frame, RAL 7035, profile 0° |  |  | 115.33 |  | BR142200530
MSU 25-2.0 1000x150 RAL 9010 | wall grille with frame, RAL 9010, profile 0° |  |  | 88.39 |  | BR141200530
MSU 25-2.0 1000x200 | wall grille with frame, nature elox, profile 0° |  |  | 98.76 |  | BR140200670
MSU 25-2.0 1000x200 RAL 7035 | wall grille with frame, RAL 7035, profile 0° |  |  | 148.23 |  | BR142200670
MSU 25-2.0 1000x200 RAL 9010 | wall grille with frame, RAL 9010, profile 0° |  |  | 113.64 |  | BR141200670
MSU 25-2.0 1000x300 | wall grille with frame, nature elox, profile 0° |  |  | 146.68 |  | BR140200790
MSU 25-2.0 1000x300 RAL 7035 | wall grille with frame, RAL 7035, profile 0° |  |  | 220.1 |  | BR142200790
MSU 25-2.0 1000x300 RAL 9010 | wall grille with frame, RAL 9010, profile 0° |  |  | 168.6 |  | BR141200790
MSU 25-2.0 1000x400 | wall grille with frame, nature elox, profile 0° |  |  | 195.36 |  | BR140200850
MSU 25-2.0 1000x400 RAL 7035 | wall grille with frame, RAL 7035, profile 0° |  |  | 293.13 |  | BR142200850
MSU 25-2.0 1000x400 RAL 9010 | wall grille with frame, RAL 9010, profile 0° |  |  | 224.74 |  | BR141200850
MSU 25-2.0 1200x75 | wall grille with frame, nature elox, profile 0° |  |  | 63.6 |  | BR140200110
MSU 25-2.0 1200x75 RAL 7035 | wall grille with frame, RAL 7035, profile 0° |  |  | 95.24 |  | BR142200110
MSU 25-2.0 1200x75 RAL 9010 | wall grille with frame, RAL 9010, profile 0° |  |  | 73.04 |  | BR141200110
MSU 25-2.0 1200x100 | wall grille with frame, nature elox, profile 0° |  |  | 75.99 |  | BR140200270
MSU 25-2.0 1200x100 RAL 7035 | wall grille with frame, RAL 7035, profile 0° |  |  | 113.97 |  | BR142200270
MSU 25-2.0 1200x100 RAL 9010 | wall grille with frame, RAL 9010, profile 0° |  |  | 87.45 |  | BR141200270
MSU 25-2.0 1200x125 | wall grille with frame, nature elox, profile 0° |  |  | 86.65 |  | BR140200410
MSU 25-2.0 1200x125 RAL 7035 | wall grille with frame, RAL 7035, profile 0° |  |  | 130.02 |  | BR142200410
MSU 25-2.0 1200x125 RAL 9010 | wall grille with frame, RAL 9010, profile 0° |  |  | 99.65 |  | BR141200410
MSU 25-2.0 1200x150 | wall grille with frame, nature elox, profile 0° |  |  | 92.23 |  | BR140200550
MSU 25-2.0 1200x150 RAL 7035 | wall grille with frame, RAL 7035, profile 0° |  |  | 138.33 |  | BR142200550
MSU 25-2.0 1200x150 RAL 9010 | wall grille with frame, RAL 9010, profile 0° |  |  | 106.03 |  | BR141200550
MSU 25-2.0 1200x200 | wall grille with frame, nature elox, profile 0° |  |  | 118.52 |  | BR140200690
MSU 25-2.0 1200x200 RAL 7035 | wall grille with frame, RAL 7035, profile 0° |  |  | 177.9 |  | BR142200690
MSU 25-2.0 1200x200 RAL 9010 | wall grille with frame, RAL 9010, profile 0° |  |  | 136.4 |  | BR141200690
MSU 25-2.0 1200x300 | wall grille with frame, nature elox, profile 0° |  |  | 175.97 |  | BR140200810
MSU 25-2.0 1200x300 RAL 7035 | wall grille with frame, RAL 7035, profile 0° |  |  | 264.03 |  | BR142200810
MSU 25-2.0 1200x300 RAL 9010 | wall grille with frame, RAL 9010, profile 0° |  |  | 202.4 |  | BR141200810
MSU 25-2.0 1200x400 | wall grille with frame, nature elox, profile 0° |  |  | 234.46 |  | BR140200870
MSU 25-2.0 1200x400 RAL 7035 | wall grille with frame, RAL 7035, profile 0° |  |  | 351.76 |  | BR142200870
MSU 25-2.0 1200x400 RAL 9010 | wall grille with frame, RAL 9010, profile 0° |  |  | 269.66 |  | BR141200870
MSU 25-2.1 200x100 | wall grille with frame, nature elox, profile 15° |  |  | 19.34 |  | BR140210130
MSU 25-2.1 200x100 RAL 7035 | wall grille with frame, RAL 7035, profile 15° |  |  | 28.87 |  | BR142210130
MSU 25-2.1 200x100 RAL 9010 | wall grille with frame, RAL 9010, profile 15° |  |  | 22.2 |  | BR141210130
MSU 25-2.1 300x100 | wall grille with frame, nature elox, profile 15° |  |  | 28.02 |  | BR140210150
MSU 25-2.1 300x100 RAL 7035 | wall grille with frame, RAL 7035, profile 15° |  |  | 42.1 |  | BR142210150
MSU 25-2.1 300x100 RAL 9010 | wall grille with frame, RAL 9010, profile 15° |  |  | 32.39 |  | BR141210150
MSU 25-2.1 300x125 | wall grille with frame, nature elox, profile 15° |  |  | 29.52 |  | BR140210290
MSU 25-2.1 300x125 RAL 7035 | wall grille with frame, RAL 7035, profile 15° |  |  | 44.26 |  | BR142210290
MSU 25-2.1 300x125 RAL 9010 | wall grille with frame, RAL 9010, profile 15° |  |  | 34.03 |  | BR141210290
MSU 25-2.1 300x150 | wall grille with frame, nature elox, profile 15° |  |  | 39.66 |  | BR140210430
MSU 25-2.1 300x150 RAL 7035 | wall grille with frame, RAL 7035, profile 15° |  |  | 59.33 |  | BR142210430
MSU 25-2.1 300x150 RAL 9010 | wall grille with frame, RAL 9010, profile 15° |  |  | 45.53 |  | BR141210430
MSU 25-2.1 300x200 | wall grille with frame, nature elox, profile 15° |  |  | 40.98 |  | BR140210570
MSU 25-2.1 300x200 RAL 7035 | wall grille with frame, RAL 7035, profile 15° |  |  | 61.4 |  | BR142210570
MSU 25-2.1 300x200 RAL 9010 | wall grille with frame, RAL 9010, profile 15° |  |  | 47.08 |  | BR141210570
MSU 25-2.1 400x75 | wall grille with frame, nature elox, profile 15° |  |  | 30.51 |  | BR140210010
MSU 25-2.1 400x75 RAL 7035 | wall grille with frame, RAL 7035, profile 15° |  |  | 45.72 |  | BR142210010
MSU 25-2.1 400x75 RAL 9010 | wall grille with frame, RAL 9010, profile 15° |  |  | 35.16 |  | BR141210010
MSU 25-2.1 400x100 | wall grille with frame, nature elox, profile 15° |  |  | 36.99 |  | BR140210170
MSU 25-2.1 400x100 RAL 7035 | wall grille with frame, RAL 7035, profile 15° |  |  | 55.29 |  | BR142210170
MSU 25-2.1 400x100 RAL 9010 | wall grille with frame, RAL 9010, profile 15° |  |  | 42.48 |  | BR141210170
MSU 25-2.1 400x125 | wall grille with frame, nature elox, profile 15° |  |  | 39.38 |  | BR140210310
MSU 25-2.1 400x125 RAL 7035 | wall grille with frame, RAL 7035, profile 15° |  |  | 58.96 |  | BR142210310
MSU 25-2.1 400x125 RAL 9010 | wall grille with frame, RAL 9010, profile 15° |  |  | 45.16 |  | BR141210310
MSU 25-2.1 400x150 | wall grille with frame, nature elox, profile 15° |  |  | 43.79 |  | BR140210450
MSU 25-2.1 400x150 RAL 7035 | wall grille with frame, RAL 7035, profile 15° |  |  | 65.57 |  | BR142210450
MSU 25-2.1 400x150 RAL 9010 | wall grille with frame, RAL 9010, profile 15° |  |  | 50.37 |  | BR141210450
MSU 25-2.1 400x200 | wall grille with frame, nature elox, profile 15° |  |  | 55.86 |  | BR140210590
MSU 25-2.1 400x200 RAL 7035 | wall grille with frame, RAL 7035, profile 15° |  |  | 83.6 |  | BR142210590
MSU 25-2.1 400x200 RAL 9010 | wall grille with frame, RAL 9010, profile 15° |  |  | 64.07 |  | BR141210590
MSU 25-2.1 400x300 | wall grille with frame, nature elox, profile 15° |  |  | 69.19 |  | BR140210710
MSU 25-2.1 400x300 RAL 7035 | wall grille with frame, RAL 7035, profile 15° |  |  | 103.78 |  | BR142210710
MSU 25-2.1 400x300 RAL 9010 | wall grille with frame, RAL 9010, profile 15° |  |  | 79.66 |  | BR141210710
MSU 25-2.1 500x75 | wall grille with frame, nature elox, profile 15° |  |  | 36.99 |  | BR140210030
MSU 25-2.1 500x75 RAL 7035 | wall grille with frame, RAL 7035, profile 15° |  |  | 55.29 |  | BR142210030
MSU 25-2.1 500x75 RAL 9010 | wall grille with frame, RAL 9010, profile 15° |  |  | 42.48 |  | BR141210030
MSU 25-2.1 500x100 | wall grille with frame, nature elox, profile 15° |  |  | 44.97 |  | BR140210190
MSU 25-2.1 500x100 RAL 7035 | wall grille with frame, RAL 7035, profile 15° |  |  | 67.36 |  | BR142210190
MSU 25-2.1 500x100 RAL 9010 | wall grille with frame, RAL 9010, profile 15° |  |  | 51.68 |  | BR141210190
MSU 25-2.1 500x125 | wall grille with frame, nature elox, profile 15° |  |  | 47.36 |  | BR140210330
MSU 25-2.1 500x125 RAL 7035 | wall grille with frame, RAL 7035, profile 15° |  |  | 70.97 |  | BR142210330
MSU 25-2.1 500x125 RAL 9010 | wall grille with frame, RAL 9010, profile 15° |  |  | 54.45 |  | BR141210330
MSU 25-2.1 500x150 | wall grille with frame, nature elox, profile 15° |  |  | 51.63 |  | BR140210470
MSU 25-2.1 500x150 RAL 7035 | wall grille with frame, RAL 7035, profile 15° |  |  | 77.36 |  | BR142210470
MSU 25-2.1 500x150 RAL 9010 | wall grille with frame, RAL 9010, profile 15° |  |  | 59.33 |  | BR141210470
MSU 25-2.1 500x200 | wall grille with frame, nature elox, profile 15° |  |  | 64.26 |  | BR140210610
MSU 25-2.1 500x200 RAL 7035 | wall grille with frame, RAL 7035, profile 15° |  |  | 96.32 |  | BR142210610
MSU 25-2.1 500x200 RAL 9010 | wall grille with frame, RAL 9010, profile 15° |  |  | 73.93 |  | BR141210610
MSU 25-2.1 500x300 | wall grille with frame, nature elox, profile 15° |  |  | 77.73 |  | BR140210730
MSU 25-2.1 500x300 RAL 7035 | wall grille with frame, RAL 7035, profile 15° |  |  | 116.41 |  | BR142210730
MSU 25-2.1 500x300 RAL 9010 | wall grille with frame, RAL 9010, profile 15° |  |  | 89.28 |  | BR141210730
MSU 25-2.1 600x75 | wall grille with frame, nature elox, profile 15° |  |  | 40.09 |  | BR140210050
MSU 25-2.1 600x75 RAL 7035 | wall grille with frame, RAL 7035, profile 15° |  |  | 60.13 |  | BR142210050
MSU 25-2.1 600x75 RAL 9010 | wall grille with frame, RAL 9010, profile 15° |  |  | 46.09 |  | BR141210050
MSU 25-2.1 600x100 | wall grille with frame, nature elox, profile 15° |  |  | 46.52 |  | BR140210210
MSU 25-2.1 600x100 RAL 7035 | wall grille with frame, RAL 7035, profile 15° |  |  | 69.8 |  | BR142210210
MSU 25-2.1 600x100 RAL 9010 | wall grille with frame, RAL 9010, profile 15° |  |  | 53.51 |  | BR141210210
MSU 25-2.1 600x125 | wall grille with frame, nature elox, profile 15° |  |  | 53.79 |  | BR140210350
MSU 25-2.1 600x125 RAL 7035 | wall grille with frame, RAL 7035, profile 15° |  |  | 80.59 |  | BR142210350
MSU 25-2.1 600x125 RAL 9010 | wall grille with frame, RAL 9010, profile 15° |  |  | 61.72 |  | BR141210350
MSU 25-2.1 600x150 | wall grille with frame, nature elox, profile 15° |  |  | 55.11 |  | BR140210490
MSU 25-2.1 600x150 RAL 7035 | wall grille with frame, RAL 7035, profile 15° |  |  | 82.52 |  | BR142210490
MSU 25-2.1 600x150 RAL 9010 | wall grille with frame, RAL 9010, profile 15° |  |  | 63.27 |  | BR141210490
MSU 25-2.1 600x200 | wall grille with frame, nature elox, profile 15° |  |  | 69.19 |  | BR140210630
MSU 25-2.1 600x200 RAL 7035 | wall grille with frame, RAL 7035, profile 15° |  |  | 103.78 |  | BR142210630
MSU 25-2.1 600x200 RAL 9010 | wall grille with frame, RAL 9010, profile 15° |  |  | 79.66 |  | BR141210630
MSU 25-2.1 600x300 | wall grille with frame, nature elox, profile 15° |  |  | 92.56 |  | BR140210750
MSU 25-2.1 600x300 RAL 7035 | wall grille with frame, RAL 7035, profile 15° |  |  | 138.75 |  | BR142210750
MSU 25-2.1 600x300 RAL 9010 | wall grille with frame, RAL 9010, profile 15° |  |  | 106.41 |  | BR141210750
MSU 25-2.1 800x75 | wall grille with frame, nature elox, profile 15° |  |  | 46.52 |  | BR140210070
MSU 25-2.1 800x75 RAL 7035 | wall grille with frame, RAL 7035, profile 15° |  |  | 69.8 |  | BR142210070
MSU 25-2.1 800x75 RAL 9010 | wall grille with frame, RAL 9010, profile 15° |  |  | 53.51 |  | BR141210070
MSU 25-2.1 800x100 | wall grille with frame, nature elox, profile 15° |  |  | 52.99 |  | BR140210230
MSU 25-2.1 800x100 RAL 7035 | wall grille with frame, RAL 7035, profile 15° |  |  | 79.42 |  | BR142210230
MSU 25-2.1 800x100 RAL 9010 | wall grille with frame, RAL 9010, profile 15° |  |  | 60.97 |  | BR141210230
MSU 25-2.1 800x125 | wall grille with frame, nature elox, profile 15° |  |  | 57.83 |  | BR140210370
MSU 25-2.1 800x125 RAL 7035 | wall grille with frame, RAL 7035, profile 15° |  |  | 86.65 |  | BR142210370
MSU 25-2.1 800x125 RAL 9010 | wall grille with frame, RAL 9010, profile 15° |  |  | 66.56 |  | BR141210370
MSU 25-2.1 800x150 | wall grille with frame, nature elox, profile 15° |  |  | 63.6 |  | BR140210510
MSU 25-2.1 800x150 RAL 7035 | wall grille with frame, RAL 7035, profile 15° |  |  | 95.24 |  | BR142210510
MSU 25-2.1 800x150 RAL 9010 | wall grille with frame, RAL 9010, profile 15° |  |  | 73.04 |  | BR141210510
MSU 25-2.1 800x200 | wall grille with frame, nature elox, profile 15° |  |  | 83.97 |  | BR140210650
MSU 25-2.1 800x200 RAL 7035 | wall grille with frame, RAL 7035, profile 15° |  |  | 125.98 |  | BR142210650
MSU 25-2.1 800x200 RAL 9010 | wall grille with frame, RAL 9010, profile 15° |  |  | 96.65 |  | BR141210650
MSU 25-2.1 800x300 | wall grille with frame, nature elox, profile 15° |  |  | 118.52 |  | BR140210770
MSU 25-2.1 800x300 RAL 7035 | wall grille with frame, RAL 7035, profile 15° |  |  | 177.9 |  | BR142210770
MSU 25-2.1 800x300 RAL 9010 | wall grille with frame, RAL 9010, profile 15° |  |  | 136.4 |  | BR141210770
MSU 25-2.1 800x400 | wall grille with frame, nature elox, profile 15° |  |  | 158.04 |  | BR140210830
MSU 25-2.1 800x400 RAL 7035 | wall grille with frame, RAL 7035, profile 15° |  |  | 237.13 |  | BR142210830
MSU 25-2.1 800x400 RAL 9010 | wall grille with frame, RAL 9010, profile 15° |  |  | 181.65 |  | BR141210830
MSU 25-2.1 1000x75 | wall grille with frame, nature elox, profile 15° |  |  | 52.99 |  | BR140210090
MSU 25-2.1 1000x75 RAL 7035 | wall grille with frame, RAL 7035, profile 15° |  |  | 79.42 |  | BR142210090
MSU 25-2.1 1000x75 RAL 9010 | wall grille with frame, RAL 9010, profile 15° |  |  | 60.97 |  | BR141210090
MSU 25-2.1 1000x100 | wall grille with frame, nature elox, profile 15° |  |  | 63.41 |  | BR140210250
MSU 25-2.1 1000x100 RAL 7035 | wall grille with frame, RAL 7035, profile 15° |  |  | 95.05 |  | BR142210250
MSU 25-2.1 1000x100 RAL 9010 | wall grille with frame, RAL 9010, profile 15° |  |  | 72.94 |  | BR141210250
MSU 25-2.1 1000x125 | wall grille with frame, nature elox, profile 15° |  |  | 72.24 |  | BR140210390
MSU 25-2.1 1000x125 RAL 7035 | wall grille with frame, RAL 7035, profile 15° |  |  | 108.29 |  | BR142210390
MSU 25-2.1 1000x125 RAL 9010 | wall grille with frame, RAL 9010, profile 15° |  |  | 83.08 |  | BR141210390
MSU 25-2.1 1000x150 | wall grille with frame, nature elox, profile 15° |  |  | 76.93 |  | BR140210530
MSU 25-2.1 1000x150 RAL 7035 | wall grille with frame, RAL 7035, profile 15° |  |  | 115.33 |  | BR142210530
MSU 25-2.1 1000x150 RAL 9010 | wall grille with frame, RAL 9010, profile 15° |  |  | 88.39 |  | BR141210530
MSU 25-2.1 1000x200 | wall grille with frame, nature elox, profile 15° |  |  | 98.76 |  | BR140210670
MSU 25-2.1 1000x200 RAL 7035 | wall grille with frame, RAL 7035, profile 15° |  |  | 148.23 |  | BR142210670
MSU 25-2.1 1000x200 RAL 9010 | wall grille with frame, RAL 9010, profile 15° |  |  | 113.64 |  | BR141210670
MSU 25-2.1 1000x300 | wall grille with frame, nature elox, profile 15° |  |  | 146.68 |  | BR140210790
MSU 25-2.1 1000x300 RAL 7035 | wall grille with frame, RAL 7035, profile 15° |  |  | 220.1 |  | BR142210790
MSU 25-2.1 1000x300 RAL 9010 | wall grille with frame, RAL 9010, profile 15° |  |  | 168.6 |  | BR141210790
MSU 25-2.1 1000x400 | wall grille with frame, nature elox, profile 15° |  |  | 195.36 |  | BR140210850
MSU 25-2.1 1000x400 RAL 7035 | wall grille with frame, RAL 7035, profile 15° |  |  | 293.13 |  | BR142210850
MSU 25-2.1 1000x400 RAL 9010 | wall grille with frame, RAL 9010, profile 15° |  |  | 224.74 |  | BR141210850
MSU 25-2.1 1200x75 | wall grille with frame, nature elox, profile 15° |  |  | 63.6 |  | BR140210110
MSU 25-2.1 1200x75 RAL 7035 | wall grille with frame, RAL 7035, profile 15° |  |  | 95.24 |  | BR142210110
MSU 25-2.1 1200x75 RAL 9010 | wall grille with frame, RAL 9010, profile 15° |  |  | 73.04 |  | BR141210110
MSU 25-2.1 1200x100 | wall grille with frame, nature elox, profile 15° |  |  | 75.99 |  | BR140210270
MSU 25-2.1 1200x100 RAL 7035 | wall grille with frame, RAL 7035, profile 15° |  |  | 113.97 |  | BR142210270
MSU 25-2.1 1200x100 RAL 9010 | wall grille with frame, RAL 9010, profile 15° |  |  | 87.45 |  | BR141210270
MSU 25-2.1 1200x125 | wall grille with frame, nature elox, profile 15° |  |  | 86.65 |  | BR140210410
MSU 25-2.1 1200x125 RAL 7035 | wall grille with frame, RAL 7035, profile 15° |  |  | 130.02 |  | BR142210410
MSU 25-2.1 1200x125 RAL 9010 | wall grille with frame, RAL 9010, profile 15° |  |  | 99.65 |  | BR141210410
MSU 25-2.1 1200x150 | wall grille with frame, nature elox, profile 15° |  |  | 92.23 |  | BR140210550
MSU 25-2.1 1200x150 RAL 7035 | wall grille with frame, RAL 7035, profile 15° |  |  | 138.33 |  | BR142210550
MSU 25-2.1 1200x150 RAL 9010 | wall grille with frame, RAL 9010, profile 15° |  |  | 106.03 |  | BR141210550
MSU 25-2.1 1200x200 | wall grille with frame, nature elox, profile 15° |  |  | 118.52 |  | BR140210690
MSU 25-2.1 1200x200 RAL 7035 | wall grille with frame, RAL 7035, profile 15° |  |  | 177.9 |  | BR142210690
MSU 25-2.1 1200x200 RAL 9010 | wall grille with frame, RAL 9010, profile 15° |  |  | 136.4 |  | BR141210690
MSU 25-2.1 1200x300 | wall grille with frame, nature elox, profile 15° |  |  | 175.97 |  | BR140210810
MSU 25-2.1 1200x300 RAL 7035 | wall grille with frame, RAL 7035, profile 15° |  |  | 264.03 |  | BR142210810
MSU 25-2.1 1200x300 RAL 9010 | wall grille with frame, RAL 9010, profile 15° |  |  | 202.4 |  | BR141210810
MSU 25-2.1 1200x400 | wall grille with frame, nature elox, profile 15° |  |  | 234.46 |  | BR140210870
MSU 25-2.1 1200x400 RAL 7035 | wall grille with frame, RAL 7035, profile 15° |  |  | 351.76 |  | BR142210870
MSU 25-2.1 1200x400 RAL 9010 | wall grille with frame, RAL 9010, profile 15° |  |  | 269.66 |  | BR141210870
Accessories
PR | wall frames
R1 | regulations R1
Ventilation grilles
EDF-VUZ 100 RAL 7016 | horizontal outlet and inlet facade grille grey |  | * | 112.61 |  | TT200600200
EDF-VUZ 125 RAL 7016 | horizontal outlet and inlet facade grille grey |  | * | 112.89 |  | TT200600210
EDF-VUZ 150 RAL 7016 | horizontal outlet and inlet facade grille grey |  | * | 118.43 |  | TT200600220
EDF-VUZ 160 RAL 7016 | horizontal outlet and inlet facade grille grey |  | * | 118.85 |  | TT200600230
EDF-VUZ 200 RAL 7016 | horizontal outlet and inlet facade grille grey |  | * | 137.72 |  | TT200600240
EDF-VUZ 225 RAL 7016 | horizontal outlet and inlet facade grille grey |  | * | 143.07 |  | TT200600250
EDF-VUZ 250 RAL 7016 | horizontal outlet and inlet facade grille grey |  | * | 145.6 |  | TT200600260
EDF-VUZ 100 RAL 9010 | horizontal outlet and inlet facade grille white |  | * | 112.61 |  | TT200600300
EDF-VUZ 125 RAL 9010 | horizontal outlet and inlet facade grille white |  | * | 112.89 |  | TT200600310
EDF-VUZ 150 RAL 9010 | horizontal outlet and inlet facade grille white |  | * | 118.43 |  | TT200600320
EDF-VUZ 160 RAL 9010 | horizontal outlet and inlet facade grille white |  | * | 118.85 |  | TT200600330
EDF-VUZ 200 RAL 9010 | horizontal outlet and inlet facade grille white |  | * | 137.72 |  | TT200600340
EDF-VUZ 225 RAL 9010 | horizontal outlet and inlet facade grille white |  | * | 143.07 |  | TT200600350
EDF-VUZ 250 RAL 9010 | horizontal outlet and inlet facade grille white |  | * | 145.6 |  | TT200600360
EDF-VXZ 100 RAL 7016 | horizontal outlet and inlet facade grille grey |  |  | on request
EDF-VXZ 125 RAL 7016 | horizontal outlet and inlet facade grille grey |  | * | 149.64 |  | TT200600010
EDF-VXZ 150 RAL 7016 | horizontal outlet and inlet facade grille grey |  | * | 156.12 |  | TT200600020
EDF-VXZ 160 RAL 7016 | horizontal outlet and inlet facade grille grey |  | * | 160.2 |  | TT200600030
EDF-VXZ 200 RAL 7016 | horizontal outlet and inlet facade grille grey |  | * | 188.46 |  | TT200600040
EDF-VXZ 225 RAL 7016 | horizontal outlet and inlet facade grille grey |  | * | 195.5 |  | TT200600050
EDF-VXZ 250 RAL 7016 | horizontal outlet and inlet facade grille grey |  | * | 202.54 |  | TT200600060
EDF-VXZ 100 RAL 9010 | horizontal outlet and inlet facade grille white |  | * | 149.64 |  | TT200600005
EDF-VXZ 125 RAL 9010 | horizontal outlet and inlet facade grille white |  | * | 149.64 |  | TT200600012
EDF-VXZ 150 RAL 9010 | horizontal outlet and inlet facade grille white |  |  | on request
EDF-VXZ 160 RAL 9010 | horizontal outlet and inlet facade grille white |  | * | 160.2 |  | TT200600031
EDF-VXZ 200 RAL 9010 | horizontal outlet and inlet facade grille white |  | * | 188.46 |  | TT200600043
EDF-VXZ 225 RAL 9010 | horizontal outlet and inlet facade grille white |  | * | 195.5 |  | TT200600051
EDF-VXZ 250 RAL 9010 | horizontal outlet and inlet facade grille white |  |  | on request
EDF-VXZZ 100 RAL 7016 | horizontal outlet and inlet facade grille grey |  | * | 149.64 |  | TT200600001
EDF-VXZZ 125 RAL 7016 | horizontal outlet and inlet facade grille grey |  | * | 149.64 |  | TT200600013
EDF-VXZZ 150 RAL 7016 | horizontal outlet and inlet facade grille grey |  | * | 156.12 |  | TT200600021
EDF-VXZZ 160 RAL 7016 | horizontal outlet and inlet facade grille grey |  | * | 160.2 |  | TT200600032
EDF-VXZZ 200 RAL 7016 | horizontal outlet and inlet facade grille grey |  |  | on request
EDF-VXZZ 100 RAL 9010 | horizontal outlet and inlet facade grille white |  | * | 149.64 |  | TT200600002
EDF-VXZZ 125 RAL 9010 | horizontal outlet and inlet facade grille white |  | * | 149.64 |  | TT200600014
EDF-VXZZ 150 RAL 9010 | horizontal outlet and inlet facade grille white |  | * | 156.12 |  | TT200600022
EDF-VXZZ 160 RAL 9010 | horizontal outlet and inlet facade grille white |  | * | 160.2 |  | TT200600033
EDF-VXZZ 200 RAL 9010 | horizontal outlet and inlet facade grille white |  | * | 188.46 |  | TT200600044
EDF-VXY 100 RAL 7016 | vertical outlet and inlet facade grille grey |  |  | on request
EDF-VXY 125 RAL 7016 | vertical outlet and inlet facade grille grey |  | * | 194.14 |  | TT200600110
EDF-VXY 150 RAL 7016 | vertical outlet and inlet facade grille grey |  | * | 201.32 |  | TT200600120
EDF-VXY 160 RAL 7016 | vertical outlet and inlet facade grille grey |  | * | 202.54 |  | TT200600130
EDF-VXY 200 RAL 7016 | vertical outlet and inlet facade grille grey |  | * | 212.73 |  | TT200600140
EDF-VXY 225 RAL 7016 | vertical outlet and inlet facade grille grey |  | * | 219.58 |  | TT200600150
EDF-VXY 250 RAL 7016 | vertical outlet and inlet facade grille grey |  | * | 227.75 |  | TT200600160
EDF-VXY 100 RAL 9010 | vertical outlet and inlet facade grille white |  | * | 194.14 |  | TT200600105
EDF-VXY 125 RAL 9010 | vertical outlet and inlet facade grille white |  | * | 194.14 |  | TT200600111
EDF-VXY 150 RAL 9010 | vertical outlet and inlet facade grille white |  |  | on request
EDF-VXY 160 RAL 9010 | vertical outlet and inlet facade grille white |  | * | 202.54 |  | TT200600131
EDF-VXY 200 RAL 9010 | vertical outlet and inlet facade grille white |  | * | 212.73 |  | TT200600141
EDF-VXY 225 RAL 9010 | vertical outlet and inlet facade grille white |  |  | on request
EDF-VXY 250 RAL 9010 | vertical outlet and inlet facade grille white |  |  | on request
HVG 200 | white plastic ventilation grille | o |  | 63.51 |  | PR631100010
HVG 250 | white plastic ventilation grille | o |  | 71.96 |  | PR631100020
HVG 300 | white plastic ventilation grille |  |  | 77.5 |  | PR631100030
KMK 100 | design facade grille | o |  | 25.82 |  | UCK500100630
KMK 125 | design facade grille | o |  | 30.09 |  | UCK500100640
KMK 150 | design facade grille | o |  | 34.73 |  | UCK500100670
KMK 160 | design facade grille | o |  | 36.14 |  | UCK500100650
KMK 200 | design facade grille | o |  | 70.69 |  | UCK500100660
KMK-G 100 | design facade grille |  |  | 25.82 |  | AL109101010
KMK-G 125 | design facade grille |  |  | 30.09 |  | AL109101020
KMK-G 150 | design facade grille |  |  | 34.73 |  | AL109101030
KMK-G 160 | design facade grille |  |  | 36.14 |  | AL109101040
KMK-G 200 | design facade grille |  |  | 70.69 |  | AL109101050
KMF 100 | inox ventilation grille with damper |  |  | 31.92 |  | AL109100010
KMF 125 | inox ventilation grille with damper |  |  | 37.64 |  | AL109100020
KMF 150 | inox ventilation grille with damper |  |  | 46 |  | AL109100030
KMF-P 100 | plastic ventilation grille with damper |  |  | 9.58 |  | AS124100010
KMF-P 125 | plastic ventilation grille with damper |  |  | 16.29 |  | AS124100020
KMF-P 150 | plastic ventilation grille with damper |  |  | 16.85 |  | AS124100030
LG 100 ED N | plastic ventilation grille |  |  | 6.67 |  | AS124101010
LG 125 ED N | plastic ventilation grille |  |  | 8.03 |  | AS124101020
LG 150 ED N | plastic ventilation grille |  |  | 11.78 |  | AS124101030
LG 100 | white plastic ventilation grille with drip lamelle | o |  | 17.98 |  | SP440100010
LG 100 ED | white plastic ventilation grille |  |  | 6.34 |  | UMAE810100010
LG 125 | white plastic ventilation grille with drip lamelle | o |  | 19.34 |  | SP440100020
LG 125 ED | white plastic ventilation grille |  |  | 7.65 |  | UMAE810100020
LG 150 | white plastic ventilation grille with drip lamelle | o |  | 22.11 |  | SP440100030
LG 150 BR | brown plastic ventilation grille |  |  | 10.84 |  | UMAE810100030
LG 150 ED | white plastic ventilation grille |  |  | 11.22 |  | UMAE810100040
WG-N 200 | white plastic ventilation grille |  |  | 45.06 |  | KW810100060
WG-N 250 | white plastic ventilation grille |  |  | 50.22 |  | KW810100070
WG-N 300 | white plastic ventilation grille |  |  | 52.57 |  | KW810100080
WG-N 350 | white plastic ventilation grille |  |  | 57.59 |  | KW810100090
LGL 60x400 white | ventilation grille white |  |  | 7.32 |  | WMSWB016
LGL 60x400 nature elox | ventilation grille nature elox |  |  | 6.62 |  | WMSWP016
LGL 60x400 gold | ventilation grille gold |  |  | 7.32 |  | WMSWZ016
LGL 60x500 white | ventilation grille white |  |  | 9.11 |  | WMSWB004
LGL 60x500 nature elox | ventilation grille nature elox |  |  | 8.26 |  | WMSWP004
LGL 60x500 gold | ventilation grille gold |  |  | 9.11 |  | WMSWZ004
LGL 60x600 white | ventilation grille white |  |  | 10.94 |  | WMSWB019
LGL 60x600 nature elox | ventilation grille nature elox |  |  | 10 |  | WMSWP019
LGL 60x600 gold | ventilation grille gold |  |  | 10.94 |  | WMSWZ019
LGL 60x800 white | ventilation grille white |  |  | 13.57 |  | WMSWB022
LGL 60x800 nature elox | ventilation grille nature elox |  |  | 12.34 |  | WMSWP022
LGL 60x800 gold | ventilation grille gold |  |  | 13.57 |  | WMSWZ022
LGL 60x1000 white | ventilation grille white |  |  | 16.48 |  | WMSWB025
LGL 60x1000 nature elox | ventilation grille nature elox |  |  | 14.97 |  | WMSWP025
LGL 60x1000 gold | ventilation grille gold |  |  | 16.48 |  | WMSWZ025
LGL 60x2000 white | ventilation grille white |  |  | 41.35 |  | WMSWB028
LGL 60x2000 nature elox | ventilation grille nature elox |  |  | 37.64 |  | WMSWP028
LGL 60x2000 gold | ventilation grille gold |  |  | 41.35 |  | WMSWZ028
LGL 80x400 white | ventilation grille white |  |  | 9.11 |  | WMSWB017
LGL 80x400 nature elox | ventilation grille nature elox |  |  | 8.26 |  | WMSWP017
LGL 80x400 gold | ventilation grille gold |  |  | 9.11 |  | WMSWZ017
LGL 80x500 white | ventilation grille white |  |  | 11.69 |  | WMSWB005
LGL 80x500 nature elox | ventilation grille nature elox |  |  | 10.66 |  | WMSWP005
LGL 80x500 gold | ventilation grille gold |  |  | 11.69 |  | WMSWZ005
LGL 80x600 white | ventilation grille white |  |  | 13.57 |  | WMSWB020
LGL 80x600 nature elox | ventilation grille nature elox |  |  | 12.34 |  | WMSWP020
LGL 80x600 gold | ventilation grille gold |  |  | 13.57 |  | WMSWZ020
LGL 80x800 white | ventilation grille white |  |  | 17.23 |  | WMSWB023
LGL 80x800 nature elox | ventilation grille nature elox |  |  | 15.63 |  | WMSWP023
LGL 80x800 gold | ventilation grille gold |  |  | 17.23 |  | WMSWZ023
LGL 80x1000 white | ventilation grille white |  |  | 21.64 |  | WMSWB026
LGL 80x1000 nature elox | ventilation grille nature elox |  |  | 19.76 |  | WMSWP026
LGL 80x1000 gold | ventilation grille gold |  |  | 21.64 |  | WMSWZ026
LGL 100x400 white | ventilation grille white |  |  | 10.94 |  | WMSWB018
LGL 100x400 nature elox | ventilation grille nature elox |  |  | 10 |  | WMSWP018
LGL 100x400 gold | ventilation grille gold |  |  | 10.94 |  | WMSWZ018
LGL 100x500 white | ventilation grille white |  |  | 14.41 |  | WMSWB006
LGL 100x500 nature elox | ventilation grille nature elox |  |  | 13.19 |  | WMSWP006
LGL 100x500 gold | ventilation grille gold |  |  | 14.41 |  | WMSWZ006
LGL 100x600 white | ventilation grille white |  |  | 17.04 |  | WMSWB021
LGL 100x600 nature elox | ventilation grille nature elox |  |  | 15.54 |  | WMSWP021
LGL 100x600 gold | ventilation grille gold |  |  | 17.04 |  | WMSWZ021
LGL 100x800 white | ventilation grille white |  |  | 21.64 |  | WMSWB024
LGL 100x800 nature elox | ventilation grille nature elox |  |  | 19.76 |  | WMSWP024
LGL 100x800 gold | ventilation grille gold |  |  | 21.64 |  | WMSWZ024
LGL 100x1000 white | ventilation grille white |  |  | 26.05 |  | WMSWB027
LGL 100x1000 nature elox | ventilation grille nature elox |  |  | 23.75 |  | WMSWP027
LGL 100x1000 gold | ventilation grille gold |  |  | 26.05 |  | WMSWZ027
LGL 100x2000 white | ventilation grille white |  |  | 55.34 |  | WMSWB029
LGL 100x2000 nature elox | ventilation grille nature elox |  |  | 50.37 |  | WMSWP029
LGL 100x2000 gold | ventilation grille gold |  |  | 55.34 |  | WMSWZ029
LGL 130x400 white | ventilation grille white |  |  | 17.93 |  | WMSWB007
LGL 130x400 nature elox | ventilation grille nature elox |  |  | 16.29 |  | WMSWP007
LGL 130x400 gold | ventilation grille gold |  |  | 17.93 |  | WMSWZ007
LGL 130x500 white | ventilation grille white |  |  | 20.37 |  | WMSWB008
LGL 130x500 nature elox | ventilation grille nature elox |  |  | 18.49 |  | WMSWP008
LGL 130x500 gold | ventilation grille gold |  |  | 20.37 |  | WMSWZ008
LGL 130x600 white | ventilation grille white |  |  | 23.19 |  | WMSWB032
LGL 130x600 nature elox | ventilation grille nature elox |  |  | 21.17 |  | WMSWP032
LGL 130x600 gold | ventilation grille gold |  |  | 23.19 |  | WMSWZ032
LGL 130x800 white | ventilation grille white |  |  | 28.16 |  | WMSWB033
LGL 130x800 nature elox | ventilation grille nature elox |  |  | 25.63 |  | WMSWP033
LGL 130x800 gold | ventilation grille gold |  |  | 28.16 |  | WMSWZ033
LGL 150x400 white | ventilation grille white |  |  | 20.79 |  | WMSWB010
LGL 150x400 nature elox | ventilation grille nature elox |  |  | 18.87 |  | WMSWP010
LGL 150x400 gold | ventilation grille gold |  |  | 20.79 |  | WMSWZ010
LGL 150x500 white | ventilation grille white |  |  | 23.99 |  | WMSWB011
LGL 150x500 nature elox | ventilation grille nature elox |  |  | 21.78 |  | WMSWP011
LGL 150x500 gold | ventilation grille gold |  |  | 23.99 |  | WMSWZ011
LGL 150x600 white | ventilation grille white |  |  | 28.16 |  | WMSWB034
LGL 150x600 nature elox | ventilation grille nature elox |  |  | 25.63 |  | WMSWP034
LGL 150x600 gold | ventilation grille gold |  |  | 28.16 |  | WMSWZ034
LGL 150x800 white | ventilation grille white |  |  | 36.14 |  | WMSWB035
LGL 150x800 nature elox | ventilation grille nature elox |  |  | 32.72 |  | WMSWP035
LGL 150x800 gold | ventilation grille gold |  |  | 36.14 |  | WMSWZ035
Air flow reglers
IRIS 080 | measuring and regulating element | o |  | 85.9 |  | AB140100010
IRIS 100 | measuring and regulating element | o |  | 77.64 |  | AB140100020
IRIS 125 | measuring and regulating element | o |  | 85.94 |  | AB140100030
IRIS 150 | measuring and regulating element | o |  | 103.69 |  | AB140100040
IRIS 160 | measuring and regulating element | o |  | 108.76 |  | AB140100050
IRIS 200 | measuring and regulating element | o |  | 118.61 |  | AB140100060
IRIS 250 | measuring and regulating element | o |  | 190.71 |  | AB140100070
IRIS 315 | measuring and regulating element | o |  | 216.72 |  | AB140100080
IRIS 400 | measuring and regulating element | o |  | 259.99 |  | AB140100090
IRIS 500 | measuring and regulating element | o |  | 444.18 |  | AB140100100
ED Flex Flowmeter | measuring and regulating element DN75 | o | * | 29.29 |  | IC100100010
MTRP 100 | air flow regler | o |  | 7.18 |  | JV100100010
MTRP 125 | air flow regler | o |  | 9.58 |  | JV100100020
MTRP 160 | air flow regler | o |  | 12.49 |  | JV100100030
MTRP 200 | air flow regler | o |  | 19.48 |  | JV100100040
MVF 80 Varioflow | constant air flow regler |  |  | 150.72 |  | BR320100010
MVF 100 Varioflow | constant air flow regler |  |  | 140.11 |  | BR320100020
MVF 125 Varioflow | constant air flow regler | o |  | 143.54 |  | BR320100030
MVF 160 Varioflow | constant air flow regler |  |  | 149.88 |  | BR320100040
MVF 200 Varioflow | constant air flow regler |  |  | 156.02 |  | BR320100050
MVF 250 Varioflow | constant air flow regler |  |  | 162.55 |  | BR320100060
MVF 315 Varioflow | constant air flow regler |  |  | 178.74 |  | BR320100070
MVF 400 Varioflow | constant air flow regler |  |  | 289.89 |  | BR320100090
MVF-I 80 Varioflow | constant air flow regler with insulation |  |  | 233.9 |  | BR320100110
MVF-I 100 Varioflow | constant air flow regler with insulation |  |  | 248.63 |  | BR320100120
MVF-I 125 Varioflow | constant air flow regler with insulation |  |  | 255.53 |  | BR320100130
MVF-I 160 Varioflow | constant air flow regler with insulation |  |  | 270.23 |  | BR320100140
MVF-I 200 Varioflow | constant air flow regler with insulation |  |  | 286.66 |  | BR320100150
MVF-I 250 Varioflow | constant air flow regler with insulation |  |  | 303.83 |  | BR320100160
MVF-I 315 Varioflow | constant air flow regler with insulation |  |  | 333.12 |  | BR320100170
MVF-I 400 Varioflow | constant air flow regler with insulation |  |  | 403.02 |  | BR320100190
MVF-S 100 Varioflow | variable air flow regler |  |  | 553.41 |  | BR320101010
MVF-S 125 Varioflow | variable air flow regler |  |  | 568.9 |  | BR320101020
MVF-S 160 Varioflow | variable air flow regler |  |  | 574.86 |  | BR320101030
MVF-S 200 Varioflow | variable air flow regler |  |  | 588.66 |  | BR320101040
MVF-S 250 Varioflow | variable air flow regler |  |  | 618.79 |  | BR320101050
MVF-S 315 Varioflow | variable air flow regler |  |  | 644.52 |  | BR320101060
MVF-S 400 Varioflow | variable air flow regler |  |  | 720.13 |  | BR320101070
MVF-S 500 Varioflow | variable air flow regler |  |  | 865.46 |  | BR320101080
MVF-S 630 Varioflow | variable air flow regler |  |  | 895.03 |  | BR320101090
MVF-S-I 100 Varioflow | variable air flow regler with insulation |  |  | on request
MVF-S-I 125 Varioflow | variable air flow regler with insulation |  |  | on request
MVF-S-I 160 Varioflow | variable air flow regler with insulation |  |  | 798.85 |  | BR320101130
MVF-S-I 200 Varioflow | variable air flow regler with insulation |  |  | 811.57 |  | BR320101140
MVF-S-I 250 Varioflow | variable air flow regler with insulation |  |  | 834.06 |  | BR320101150
MVF-S-I 315 Varioflow | variable air flow regler with insulation |  |  | on request
MVF-S-I 400 Varioflow | variable air flow regler with insulation |  |  | 875.46 |  | BR320101170
MVF-S-I 500 Varioflow | variable air flow regler with insulation |  |  | on request
MVF-S-I 630 Varioflow | variable air flow regler with insulation |  |  | on request
IVF Varioflow | constant air flow reglers |  |  | on request
IVF-S Varioflow | constant air flow reglers with insulation |  |  | on request
RDR 80-15 | constant air flow regler |  |  | 39.01 | 5401631000 | SP496100300
RDR 80-30 | constant air flow regler |  |  | 39.01 | 5401631100 | SP496100310
RDR 80-45 | constant air flow regler |  |  | 39.01 | 5401631200 | SP496100320
RDR 100-15 | constant air flow regler |  |  | 47.36 | 5401631300 | SP496100400
RDR 100-30 | constant air flow regler |  |  | 47.36 | 5401631400 | SP496100405
RDR 100-45 | constant air flow regler |  |  | 47.36 | 5401631500 | SP496100410
RDR 100-50 | constant air flow regler |  |  | 47.36 | 5401631600 | SP496100420
RDR 100-60 | constant air flow regler |  |  | 47.36 | 5401631700 | SP496100430
RDR 100-75 | constant air flow regler |  |  | 47.31 | 5401631800 | SP496100440
RDR 100-90 | constant air flow regler |  |  | 47.31 | 5401631900 | SP496100450
RDR 125-15 | constant air flow regler |  |  | 53.13 | 5401632000 | SP496100500
RDR 125-30 | constant air flow regler |  |  | 53.13 | 5401632100 | SP496100510
RDR 125-45 | constant air flow regler |  |  | 53.13 | 5401632200 | SP496100520
RDR 125-60 | constant air flow regler |  |  | 53.13 | 5401632300 | SP496100530
RDR 125-75 | constant air flow regler |  |  | 53.13 | 5401632400 | SP496100540
RDR 125-90 | constant air flow regler |  |  | 53.09 | 5401632500 | SP496100550
RDR 125-120 | constant air flow regler |  |  | 53.09 | 5401632600 | SP496100560
RDR 125-150 | constant air flow regler |  |  | 53.13 | 5401632700 | SP496100570
RDR 125-180 | constant air flow regler |  |  | 53.13 | 5401632800 | SP496100580
RDR 160-120 | constant air flow regler |  |  | 84.77 | 5401632900 | SP496100620
RDR 160-150 | constant air flow regler |  |  | 84.77 | 5401633000 | SP496100630
RDR 160-180 | constant air flow regler |  |  | 84.77 | 5401633100 | SP496100640
RDR 160-210 | constant air flow regler |  |  | 84.77 | 5401633200 | SP496100650
RDR 160-240 | constant air flow regler |  |  | 84.77 | 5401633300 | SP496100660
RDR 160-270 | constant air flow regler |  |  | 84.68 | 5401633400 | SP496100670
RDR 160-300 | constant air flow regler |  |  | 84.77 | 5401633500 | SP496100680
RDR 200-210 | constant air flow regler |  |  | 115.56 | 5401633600 | SP496100700
RDR 200-240 | constant air flow regler |  |  | 115.56 | 5401633700 | SP496100710
RDR 200-270 | constant air flow regler |  |  | 115.56 | 5401633800 | SP496100720
RDR 200-300 | constant air flow regler |  |  | 115.56 | 5401633900 | SP496100730
RDR 200-350 | constant air flow regler |  |  | 149.36 | 5401634600 | SP496100820
RDR 200-400 | constant air flow regler |  |  | 115.56 | 5401634100 | SP496100750
RDR 200-450 | constant air flow regler |  |  | 115.56 | 5401634200 | SP496100760
RDR 200-500 | constant air flow regler |  |  | 115.56 | 5401634300 | SP496100770
RDR 250-350 | constant air flow regler |  |  | 149.36 | 5401634500 | SP496100810
RDR 250-500 | constant air flow regler |  |  | 149.36 | 5401634800 | SP496100840
RDR 250-550 | constant air flow regler |  |  | 149.36 | 5401634900 | SP496100850
RDR 250-600 | constant air flow regler |  |  | 149.36 | 5401635000 | SP496100860
RDR 250-650 | constant air flow regler |  |  | 149.36 | 5401635100 | SP496100870
RDR 250-700 | constant air flow regler |  |  | 149.36 | 5401635200 | SP496100880
Connection boxes
TC-100 | connection boxes for diffusers |  |  | 227.09 |  | AB360100010
TC-125 | connection boxes for diffusers |  |  | 239.2 |  | AB360100020
TC-160 | connection boxes for diffusers |  |  | 261.82 |  | AB360100030
TC-200 | connection boxes for diffusers |  |  | 294.4 |  | AB360100040
TC-250 | connection boxes for diffusers |  |  | 336.5 |  | AB360100050
TC-315 | connection boxes for diffusers |  |  | 422.36 |  | AB360100060
TC-400 | connection boxes for diffusers |  |  | 554.25 |  | AB360100070
Wall valves
VSC 100 | round wall valve | o | * | 84.63 |  | LB100102010
VSC 125 | round wall valve | o | * | 89.47 |  | LB100102020
VSC 160 | round wall valve | o | * | 115.23 |  | LB100102030
VSCZ 100 | perforated wall element for VSC | o | * | 21.69 |  | LB100102011
VSCZ 125 | perforated wall element for VSC |  | * | 24.13 |  | LB100102021
VSCZ 160 | perforated wall element for VSC | o | * | 25.39 |  | LB100102035
VSR-N 400 | rectangular wall valve |  | * | 75.06 |  | CH205100010
VSR-N 600 | rectangular wall valve |  | * | 83.55 |  | CH205100020
VSR-N 800 | rectangular wall valve |  | * | 140.91 |  | CH205100030
VSR-N 1000 | rectangular wall valve |  | * | 171.8 |  | CH205100040
Metal dish valves
CTVK 100 | quiet supply valve with long airflow | o |  | 73.37 |  | AB380100010
KEL 100 | elektric controlled dish valve 12 V | o |  | 56.89 |  | ED181100010
KEL 125 | elektric controlled dish valve 12 V | o |  | 58.86 |  | ED181100020
D 125 | installation plate with KEL 100 |  |  | 51.87 |  | ED181100110
KI 100 | supply colored dish valve | o |  | 7.18 |  | AB155100020
KI 125 | supply colored dish valve | o |  | 8.92 |  | AB155100030
KI 150 | supply colored dish valve | o |  | 12.16 |  | AB155100040
KI 160 | supply colored dish valve | o |  | 13.47 |  | AB155100050
KI 200 | supply colored dish valve | o |  | 17.32 |  | AB155100060
KIC 100 | supply inox dish valve | o |  | 30.84 |  | UCK500200350
KIC 125 | supply inox dish valve | o |  | 38.87 |  | UCK500200352
KIC 160 | supply inox dish valve | o |  | 61.02 |  | UCK500200351
KIC 200 | supply inox dish valve | o |  | 103.88 |  | UCK500200354
KO 100 | extract colored dish valve | o |  | 7.18 |  | AB195100020
KO 125 | extract colored dish valve | o |  | 8.92 |  | AB195100030
KO 150 | extract colored dish valve | o |  | 12.16 |  | AB195100040
KO 160 | extract colored dish valve | o |  | 13.47 |  | AB195100050
KO 200 | extract colored dish valve | o |  | 17.32 |  | AB195100060
KOC 100 | extract inox dish valve | o |  | 25.49 |  | UCK500200340
KOC 125 | extract inox dish valve | o |  | 30.98 |  | UCK500200342
KOC 150 | extract inox dish valve | o |  | 45.06 |  | UCK500200343
KOC 160 | extract inox dish valve | o |  | 50.79 |  | UCK500200341
KOC 200 | extract inox dish valve | o |  | 83.64 |  | UCK500200344
KK 080 | extract colored dish valve | o |  | 12.81 |  | AB190100010
KK 100 | extract colored dish valve | o |  | 13.47 |  | AB190100020
KK 125 | extract colored dish valve | o |  | 14.55 |  | AB190100030
KK 150 | extract colored dish valve |  |  | 20.37 |  | AB190100040
KK 160 | extract colored dish valve | o |  | 20.37 |  | AB190100050
KK 200 | extract colored dish valve | o |  | 24.41 |  | AB190100060
KE 080 | supply colored dish valve | o |  | 12.81 |  | AB150100010
KE 100 | supply colored dish valve | o |  | 13.47 |  | AB150100020
KE 125 | supply colored dish valve | o |  | 14.55 |  | AB150100030
KE 150 | supply colored dish valve |  |  | 20.37 |  | AB150100040
KE 160 | supply colored dish valve | o |  | 20.37 |  | AB150100050
KE 200 | supply colored dish valve | o |  | 24.41 |  | AB150100060
pcs.O-F 100 | extract dish valve, fireproof | o |  | 62.71 |  | AB241100010
pcs.O-F 125 | extract dish valve, fireproof | o |  | 69.33 |  | AB241100020
pcs.O-F 160 | extract dish valve, fireproof | o |  | 78.25 |  | AB241100030
pcs.O-F 200 | extract dish valve, fireproof | o |  | 94.86 |  | AB241100040
Plastic dish valves
BM2D 12-5 7,5/25 | extract dish valve with electric controll | o |  | 94.39 | 5416408300 | SP497400010
BM2D 12-5 7,5/50 | extract dish valve with electric controll | o |  | 94.39 | 5416408400 | SP497400020
BM2D 12-5 7,5/75 | extract dish valve with electric controll | o |  | 106.97 | 5416408500 | SP497400030
BM2D 12-5 10/100 | extract dish valve with electric controll | o |  | 106.97 | 5416408600 | SP497400040
IT 100 | supply and extract dish valve | o |  | 11.92 |  | IT110100010
IT 125 | supply and extract dish valve | o |  | 11.97 |  | IT110100020
IT 150 | supply and extract dish valve | o |  | 14.13 |  | IT110100030
IT 200 | supply and extract dish valve | o |  | 21.36 |  | IT110100040
IT-PRO 100 | supply and extract dish valve | o |  | 6.38 |  | AS100100010
IT-PRO 125 | supply and extract dish valve | o |  | 7.09 |  | AS100100020
IT-PRO 150 | supply and extract dish valve | o |  | 9.29 |  | AS100100030
IT-PRO 200 | supply and extract dish valve | o |  | 17.7 |  | AS100100040
VEF 080 | extract dish valve | o |  | 10.19 |  | VX380100010
VEF 100 | extract dish valve | o |  | 13 |  | VX380100020
VEF 125 | extract dish valve | o |  | 14.32 |  | VX380100030
VEF 160 | extract dish valve | o |  | 22.01 |  | VX380100040
VEF 200 | extract dish valve | o |  | 28.77 |  | VX380100050
VST 080-1 | supply plastic dish valve with deflector |  |  | 14.22 |  | VX400100110
VST 100-1 | supply plastic dish valve with deflector | o |  | 15.63 |  | VX400100120
VST 125-1 | supply plastic dish valve with deflector | o |  | 16.9 |  | VX400100130
VST 160-1 | supply plastic dish valve with deflector | o |  | 23.52 |  | VX400100140
VLZ 01-080 | frame for VEB/VEF/VST | o |  | 5.16 |  | VX390100010
VLZ 01-100 | frame for VEB/VEF/VST | o |  | 5.49 |  | VX390100020
VLZ 01-125 | frame for VEB/VEF/VST | o |  | 8.07 |  | VX390100030
VLZ 01-160 | frame for VEB/VEF/VST | o |  | 9.01 |  | VX390100040
VLZ 01-200 | frame for VEB/VEF/VST | o |  | 10.84 |  | VX390100050
VLZ 02-080 | frame for VEB/VEF/VST |  |  | 5.59 |  | VX390100060
VLZ 02-100 | frame for VEB/VEF/VST |  |  | 6.85 |  | VX390100070
VLZ 02-125 | frame for VEB/VEF/VST |  |  | 8.64 |  | VX390100080
VLZ 02-160 | frame for VEB/VEF/VST |  |  | 9.81 |  | VX390100090
VLZ 02-200 | frame for VEB/VEF/VST |  |  | 11.45 |  | VX390100100
VEL 10-1-1-2 | dish valve with mechanical timer 30 minut | o | * | 71.96 |  | VX381102020
VEL 10-1-1-3 | dish valve with mechanical timer 60 minut |  | * | 47.17 |  | VX381102030
VEL 10-4-0 | dish valve elektric 24 V | o | * | 107.72 |  | VX381100010
VEL 12-1-1-2 | dish valve with mechanical timer 30 minut |  | * | 79.28 |  | VX381103020
VEL 12-4-0 | dish valve elektric 24 V | o | * | 109.98 |  | VX381100020
VLZ 03-100 | assembly frame for valves VEL 10-1 |  | * | 10.51 |  | VX390100130
VLZ 06-100 | assembly frame for valves VEL 10-4 | o | * | 8.26 |  | VX390100110
VLZ 06-125 | assembly frame for valves VEL 12-4 |  | * | 9.2 |  | VX390100120
Valves - connectors
Jímka 100/50 | connector for dish valve 100 mm | o |  | 15.87 |  | WG820100010
Jímka 100/75 | connector for dish valve 100 mm | o |  | 17.32 |  | WG820100020
Comfort one row adjustable grilles - other design on request
wall frames and regulations see below
VKE-H-1.0 200x100 | comfort one row adjustable grille, transp. elox | o |  | 13.99 |  | BR120101010
VKE-H-1.0 200x100 RAL 7035 | comfort one row adjustable grille, RAL 7035 |  |  | 20.84 |  | BR122101010
VKE-H-1.0 200x100 RAL 9010 | comfort one row adjustable grille, RAL 9010 |  |  | 15.96 |  | BR121101010
VKE-H-1.0 200x150 | comfort one row adjustable grille, transp. elox |  |  | 15.87 |  | BR120101170
VKE-H-1.0 200x150 RAL 7035 | comfort one row adjustable grille, RAL 7035 |  |  | 23.94 |  | BR122101170
VKE-H-1.0 200x150 RAL 9010 | comfort one row adjustable grille, RAL 9010 |  |  | 18.35 |  | BR121101170
VKE-H-1.0 200x200 | comfort one row adjustable grille, transp. elox |  |  | 18.07 |  | BR120101330
VKE-H-1.0 200x200 RAL 7035 | comfort one row adjustable grille, RAL 7035 |  |  | 27.18 |  | BR122101330
VKE-H-1.0 200x200 RAL 9010 | comfort one row adjustable grille, RAL 9010 |  |  | 20.84 |  | BR121101330
VKE-H-1.0 300x100 | comfort one row adjustable grille, transp. elox | o |  | 15.77 |  | BR120101030
VKE-H-1.0 300x100 RAL 7035 | comfort one row adjustable grille, RAL 7035 |  |  | 23.47 |  | BR122101030
VKE-H-1.0 300x100 RAL 9010 | comfort one row adjustable grille, RAL 9010 |  |  | 17.98 |  | BR121101030
VKE-H-1.0 300x150 | comfort one row adjustable grille, transp. elox | o |  | 18.17 |  | BR120101190
VKE-H-1.0 300x150 RAL 7035 | comfort one row adjustable grille, RAL 7035 |  |  | 27.27 |  | BR122101190
VKE-H-1.0 300x150 RAL 9010 | comfort one row adjustable grille, RAL 9010 |  |  | 20.89 |  | BR121101190
VKE-H-1.0 300x200 | comfort one row adjustable grille, transp. elox |  |  | 21.26 |  | BR120101350
VKE-H-1.0 300x200 RAL 7035 | comfort one row adjustable grille, RAL 7035 |  |  | 31.87 |  | BR122101350
VKE-H-1.0 300x200 RAL 9010 | comfort one row adjustable grille, RAL 9010 |  |  | 24.41 |  | BR121101350
VKE-H-1.0 300x300 | comfort one row adjustable grille, transp. elox |  |  | 27.27 |  | BR120101490
VKE-H-1.0 300x300 RAL 7035 | comfort one row adjustable grille, RAL 7035 |  |  | 40.93 |  | BR122101490
VKE-H-1.0 300x300 RAL 9010 | comfort one row adjustable grille, RAL 9010 |  |  | 31.36 |  | BR121101490
VKE-H-1.0 400x100 | comfort one row adjustable grille, transp. elox | o |  | 18.82 |  | BR120101050
VKE-H-1.0 400x100 RAL 7035 | comfort one row adjustable grille, RAL 7035 |  |  | 27.69 |  | BR122101050
VKE-H-1.0 400x100 RAL 9010 | comfort one row adjustable grille, RAL 9010 |  |  | 21.22 |  | BR121101050
VKE-H-1.0 400x150 | comfort one row adjustable grille, transp. elox | o |  | 21.26 |  | BR120101210
VKE-H-1.0 400x150 RAL 7035 | comfort one row adjustable grille, RAL 7035 |  |  | 31.87 |  | BR122101210
VKE-H-1.0 400x150 RAL 9010 | comfort one row adjustable grille, RAL 9010 | o |  | 24.41 |  | BR121101210
VKE-H-1.0 400x200 | comfort one row adjustable grille, transp. elox | o |  | 24.88 |  | BR120101370
VKE-H-1.0 400x200 RAL 7035 | comfort one row adjustable grille, RAL 7035 |  |  | 37.32 |  | BR122101370
VKE-H-1.0 400x200 RAL 9010 | comfort one row adjustable grille, RAL 9010 |  |  | 28.59 |  | BR121101370
VKE-H-1.0 400x300 | comfort one row adjustable grille, transp. elox |  |  | 30.84 |  | BR120101510
VKE-H-1.0 400x300 RAL 7035 | comfort one row adjustable grille, RAL 7035 |  |  | 46.56 |  | BR122101510
VKE-H-1.0 400x300 RAL 9010 | comfort one row adjustable grille, RAL 9010 |  |  | 35.67 |  | BR121101510
VKE-H-1.0 400x400 | comfort one row adjustable grille, transp. elox |  |  | 36.38 |  | BR120101630
VKE-H-1.0 400x400 RAL 7035 | comfort one row adjustable grille, RAL 7035 |  |  | 54.68 |  | BR122101630
VKE-H-1.0 400x400 RAL 9010 | comfort one row adjustable grille, RAL 9010 |  |  | 41.92 |  | BR121101630
VKE-H-1.0 500x100 | comfort one row adjustable grille, transp. elox |  |  | 20.98 |  | BR120101070
VKE-H-1.0 500x100 RAL 7035 | comfort one row adjustable grille, RAL 7035 |  |  | 31.4 |  | BR122101070
VKE-H-1.0 500x100 RAL 9010 | comfort one row adjustable grille, RAL 9010 |  |  | 24.08 |  | BR121101070
VKE-H-1.0 500x150 | comfort one row adjustable grille, transp. elox |  |  | 24.27 |  | BR120101230
VKE-H-1.0 500x150 RAL 7035 | comfort one row adjustable grille, RAL 7035 |  |  | 36.42 |  | BR122101230
VKE-H-1.0 500x150 RAL 9010 | comfort one row adjustable grille, RAL 9010 |  |  | 27.93 |  | BR121101230
VKE-H-1.0 500x200 | comfort one row adjustable grille, transp. elox |  |  | 27.88 |  | BR120101390
VKE-H-1.0 500x200 RAL 7035 | comfort one row adjustable grille, RAL 7035 |  |  | 41.82 |  | BR122101390
VKE-H-1.0 500x200 RAL 9010 | comfort one row adjustable grille, RAL 9010 |  |  | 32.06 |  | BR121101390
VKE-H-1.0 500x300 | comfort one row adjustable grille, transp. elox |  |  | 36.99 |  | BR120101530
VKE-H-1.0 500x300 RAL 7035 | comfort one row adjustable grille, RAL 7035 |  |  | 55.39 |  | BR122101530
VKE-H-1.0 500x300 RAL 9010 | comfort one row adjustable grille, RAL 9010 |  |  | 42.43 |  | BR121101530
VKE-H-1.0 500x400 | comfort one row adjustable grille, transp. elox |  |  | 39.38 |  | BR120101650
VKE-H-1.0 500x400 RAL 7035 | comfort one row adjustable grille, RAL 7035 |  |  | 59.1 |  | BR122101650
VKE-H-1.0 500x400 RAL 9010 | comfort one row adjustable grille, RAL 9010 |  |  | 45.3 |  | BR121101650
VKE-H-1.0 500x500 | comfort one row adjustable grille, transp. elox |  |  | 50.51 |  | BR120101750
VKE-H-1.0 500x500 RAL 7035 | comfort one row adjustable grille, RAL 7035 |  |  | 75.76 |  | BR122101750
VKE-H-1.0 500x500 RAL 9010 | comfort one row adjustable grille, RAL 9010 |  |  | 58.06 |  | BR121101750
VKE-H-1.0 600x100 | comfort one row adjustable grille, transp. elox |  |  | 23.38 |  | BR120101090
VKE-H-1.0 600x100 RAL 7035 | comfort one row adjustable grille, RAL 7035 |  |  | 35.02 |  | BR122101090
VKE-H-1.0 600x100 RAL 9010 | comfort one row adjustable grille, RAL 9010 |  |  | 26.85 |  | BR121101090
VKE-H-1.0 600x150 | comfort one row adjustable grille, transp. elox |  |  | 27.27 |  | BR120101250
VKE-H-1.0 600x150 RAL 7035 | comfort one row adjustable grille, RAL 7035 |  |  | 40.93 |  | BR122101250
VKE-H-1.0 600x150 RAL 9010 | comfort one row adjustable grille, RAL 9010 |  |  | 31.36 |  | BR121101250
VKE-H-1.0 600x200 | comfort one row adjustable grille, transp. elox |  |  | 30.84 |  | BR120101410
VKE-H-1.0 600x200 RAL 7035 | comfort one row adjustable grille, RAL 7035 |  |  | 46.56 |  | BR122101410
VKE-H-1.0 600x200 RAL 9010 | comfort one row adjustable grille, RAL 9010 |  |  | 35.67 |  | BR121101410
VKE-H-1.0 600x300 | comfort one row adjustable grille, transp. elox |  |  | 40.56 |  | BR120101550
VKE-H-1.0 600x300 RAL 7035 | comfort one row adjustable grille, RAL 7035 |  |  | 60.88 |  | BR122101550
VKE-H-1.0 600x300 RAL 9010 | comfort one row adjustable grille, RAL 9010 |  |  | 46.66 |  | BR121101550
VKE-H-1.0 600x400 | comfort one row adjustable grille, transp. elox |  |  | 48.49 |  | BR120101670
VKE-H-1.0 600x400 RAL 7035 | comfort one row adjustable grille, RAL 7035 |  |  | 72.71 |  | BR122101670
VKE-H-1.0 600x400 RAL 9010 | comfort one row adjustable grille, RAL 9010 |  |  | 55.72 |  | BR121101670
VKE-H-1.0 600x500 | comfort one row adjustable grille, transp. elox |  |  | 59.99 |  | BR120101770
VKE-H-1.0 600x500 RAL 7035 | comfort one row adjustable grille, RAL 7035 |  |  | 89.79 |  | BR122101770
VKE-H-1.0 600x500 RAL 9010 | comfort one row adjustable grille, RAL 9010 |  |  | 68.81 |  | BR121101770
VKE-H-1.0 700x100 | comfort one row adjustable grille, transp. elox |  |  | 25.3 |  | BR120101110
VKE-H-1.0 700x100 RAL 7035 | comfort one row adjustable grille, RAL 7035 |  |  | 38.02 |  | BR122101110
VKE-H-1.0 700x100 RAL 9010 | comfort one row adjustable grille, RAL 9010 |  |  | 29.15 |  | BR121101110
VKE-H-1.0 700x150 | comfort one row adjustable grille, transp. elox |  |  | 28.73 |  | BR120101270
VKE-H-1.0 700x150 RAL 7035 | comfort one row adjustable grille, RAL 7035 |  |  | 43.18 |  | BR122101270
VKE-H-1.0 700x150 RAL 9010 | comfort one row adjustable grille, RAL 9010 |  |  | 33.09 |  | BR121101270
VKE-H-1.0 700x200 | comfort one row adjustable grille, transp. elox |  |  | 33.66 |  | BR120101430
VKE-H-1.0 700x200 RAL 7035 | comfort one row adjustable grille, RAL 7035 |  |  | 50.46 |  | BR122101430
VKE-H-1.0 700x200 RAL 9010 | comfort one row adjustable grille, RAL 9010 |  |  | 38.68 |  | BR121101430
VKE-H-1.0 700x300 | comfort one row adjustable grille, transp. elox |  |  | 44.87 |  | BR120101570
VKE-H-1.0 700x300 RAL 7035 | comfort one row adjustable grille, RAL 7035 |  |  | 67.12 |  | BR122101570
VKE-H-1.0 700x300 RAL 9010 | comfort one row adjustable grille, RAL 9010 |  |  | 51.44 |  | BR121101570
VKE-H-1.0 700x400 | comfort one row adjustable grille, transp. elox |  |  | 55.72 |  | BR120101690
VKE-H-1.0 700x400 RAL 7035 | comfort one row adjustable grille, RAL 7035 |  |  | 83.6 |  | BR122101690
VKE-H-1.0 700x400 RAL 9010 | comfort one row adjustable grille, RAL 9010 |  |  | 64.07 |  | BR121101690
VKE-H-1.0 800x100 | comfort one row adjustable grille, transp. elox |  |  | 27.32 |  | BR120101130
VKE-H-1.0 800x100 RAL 7035 | comfort one row adjustable grille, RAL 7035 |  |  | 41.12 |  | BR122101130
VKE-H-1.0 800x100 RAL 9010 | comfort one row adjustable grille, RAL 9010 |  |  | 31.5 |  | BR121101130
VKE-H-1.0 800x150 | comfort one row adjustable grille, transp. elox |  |  | 30.37 |  | BR120101290
VKE-H-1.0 800x150 RAL 7035 | comfort one row adjustable grille, RAL 7035 |  |  | 45.39 |  | BR122101290
VKE-H-1.0 800x150 RAL 9010 | comfort one row adjustable grille, RAL 9010 |  |  | 34.78 |  | BR121101290
VKE-H-1.0 800x200 | comfort one row adjustable grille, transp. elox |  |  | 36.38 |  | BR120101450
VKE-H-1.0 800x200 RAL 7035 | comfort one row adjustable grille, RAL 7035 |  |  | 54.68 |  | BR122101450
VKE-H-1.0 800x200 RAL 9010 | comfort one row adjustable grille, RAL 9010 |  |  | 41.92 |  | BR121101450
VKE-H-1.0 800x300 | comfort one row adjustable grille, transp. elox |  |  | 49.1 |  | BR120101590
VKE-H-1.0 800x300 RAL 7035 | comfort one row adjustable grille, RAL 7035 |  |  | 73.65 |  | BR122101590
VKE-H-1.0 800x300 RAL 9010 | comfort one row adjustable grille, RAL 9010 |  |  | 56.42 |  | BR121101590
VKE-H-1.0 800x400 | comfort one row adjustable grille, transp. elox |  |  | 62.38 |  | BR120101710
VKE-H-1.0 800x400 RAL 7035 | comfort one row adjustable grille, RAL 7035 |  |  | 93.6 |  | BR122101710
VKE-H-1.0 800x400 RAL 9010 | comfort one row adjustable grille, RAL 9010 |  |  | 71.72 |  | BR121101710
VKE-H-1.0 800x500 | comfort one row adjustable grille, transp. elox |  |  | 73.18 |  | BR120101790
VKE-H-1.0 800x500 RAL 7035 | comfort one row adjustable grille, RAL 7035 |  |  | 109.79 |  | BR122101790
VKE-H-1.0 800x500 RAL 9010 | comfort one row adjustable grille, RAL 9010 |  |  | 84.11 |  | BR121101790
VKE-H-1.0 1000x100 | comfort one row adjustable grille, transp. elox |  |  | 30.6 |  | BR120101150
VKE-H-1.0 1000x100 RAL 7035 | comfort one row adjustable grille, RAL 7035 |  |  | 45.95 |  | BR122101150
VKE-H-1.0 1000x100 RAL 9010 | comfort one row adjustable grille, RAL 9010 |  |  | 35.2 |  | BR121101150
VKE-H-1.0 1000x150 | comfort one row adjustable grille, transp. elox |  |  | 36.99 |  | BR120101310
VKE-H-1.0 1000x150 RAL 7035 | comfort one row adjustable grille, RAL 7035 |  |  | 55.39 |  | BR122101310
VKE-H-1.0 1000x150 RAL 9010 | comfort one row adjustable grille, RAL 9010 |  |  | 42.43 |  | BR121101310
VKE-H-1.0 1000x200 | comfort one row adjustable grille, transp. elox |  |  | 39.38 |  | BR120101470
VKE-H-1.0 1000x200 RAL 7035 | comfort one row adjustable grille, RAL 7035 |  |  | 59.1 |  | BR122101470
VKE-H-1.0 1000x200 RAL 9010 | comfort one row adjustable grille, RAL 9010 |  |  | 45.3 |  | BR121101470
VKE-H-1.0 1000x300 | comfort one row adjustable grille, transp. elox |  |  | 59.99 |  | BR120101610
VKE-H-1.0 1000x300 RAL 7035 | comfort one row adjustable grille, RAL 7035 |  |  | 89.79 |  | BR122101610
VKE-H-1.0 1000x300 RAL 9010 | comfort one row adjustable grille, RAL 9010 |  |  | 68.81 |  | BR121101610
VKE-H-1.0 1000x400 | comfort one row adjustable grille, transp. elox |  |  | 73.18 |  | BR120101730
VKE-H-1.0 1000x400 RAL 7035 | comfort one row adjustable grille, RAL 7035 |  |  | 109.79 |  | BR122101730
VKE-H-1.0 1000x400 RAL 9010 | comfort one row adjustable grille, RAL 9010 |  |  | 84.11 |  | BR121101730
VKE-H-1.0 1000x500 | comfort one row adjustable grille, transp. elox |  |  | 91.53 |  | BR120101810
VKE-H-1.0 1000x500 RAL 7035 | comfort one row adjustable grille, RAL 7035 |  |  | 137.3 |  | BR122101810
VKE-H-1.0 1000x500 RAL 9010 | comfort one row adjustable grille, RAL 9010 |  |  | 105.19 |  | BR121101810
VKE-V-1.0 200x100 | comfort one row adjustable grille, transp. elox |  |  | 13.99 |  | BR120100010
VKE-V-1.0 200x100 RAL 7035 | comfort one row adjustable grille, RAL 7035 |  |  | 20.84 |  | BR122100010
VKE-V-1.0 200x100 RAL 9010 | comfort one row adjustable grille, RAL 9010 |  |  | 15.96 |  | BR121100010
VKE-V-1.0 200x150 | comfort one row adjustable grille, transp. elox |  |  | 15.87 |  | BR120100170
VKE-V-1.0 200x150 RAL 7035 | comfort one row adjustable grille, RAL 7035 |  |  | 23.94 |  | BR122100170
VKE-V-1.0 200x150 RAL 9010 | comfort one row adjustable grille, RAL 9010 |  |  | 18.35 |  | BR121100170
VKE-V-1.0 200x200 | comfort one row adjustable grille, transp. elox |  |  | 18.07 |  | BR120100330
VKE-V-1.0 200x200 RAL 7035 | comfort one row adjustable grille, RAL 7035 |  |  | 27.18 |  | BR122100330
VKE-V-1.0 200x200 RAL 9010 | comfort one row adjustable grille, RAL 9010 |  |  | 20.84 |  | BR121100330
VKE-V-1.0 300x100 | comfort one row adjustable grille, transp. elox |  |  | 15.77 |  | BR120100030
VKE-V-1.0 300x100 RAL 7035 | comfort one row adjustable grille, RAL 7035 |  |  | 23.47 |  | BR122100030
VKE-V-1.0 300x100 RAL 9010 | comfort one row adjustable grille, RAL 9010 |  |  | 17.98 |  | BR121100030
VKE-V-1.0 300x150 | comfort one row adjustable grille, transp. elox |  |  | 18.17 |  | BR120100190
VKE-V-1.0 300x150 RAL 7035 | comfort one row adjustable grille, RAL 7035 |  |  | 27.27 |  | BR122100190
VKE-V-1.0 300x150 RAL 9010 | comfort one row adjustable grille, RAL 9010 |  |  | 20.89 |  | BR121100190
VKE-V-1.0 300x200 | comfort one row adjustable grille, transp. elox |  |  | 21.26 |  | BR120100350
VKE-V-1.0 300x200 RAL 7035 | comfort one row adjustable grille, RAL 7035 |  |  | 31.87 |  | BR122100350
VKE-V-1.0 300x200 RAL 9010 | comfort one row adjustable grille, RAL 9010 |  |  | 24.41 |  | BR121100350
VKE-V-1.0 300x300 | comfort one row adjustable grille, transp. elox |  |  | 27.27 |  | BR120100490
VKE-V-1.0 300x300 RAL 7035 | comfort one row adjustable grille, RAL 7035 |  |  | 40.93 |  | BR122100490
VKE-V-1.0 300x300 RAL 9010 | comfort one row adjustable grille, RAL 9010 |  |  | 31.36 |  | BR121100490
VKE-V-1.0 400x100 | comfort one row adjustable grille, transp. elox |  |  | 18.07 |  | BR120100050
VKE-V-1.0 400x100 RAL 7035 | comfort one row adjustable grille, RAL 7035 |  |  | 27.18 |  | BR122100050
VKE-V-1.0 400x100 RAL 9010 | comfort one row adjustable grille, RAL 9010 |  |  | 20.84 |  | BR121100050
VKE-V-1.0 400x150 | comfort one row adjustable grille, transp. elox |  |  | 21.26 |  | BR120100210
VKE-V-1.0 400x150 RAL 7035 | comfort one row adjustable grille, RAL 7035 |  |  | 31.87 |  | BR122100210
VKE-V-1.0 400x150 RAL 9010 | comfort one row adjustable grille, RAL 9010 |  |  | 24.41 |  | BR121100210
VKE-V-1.0 400x200 | comfort one row adjustable grille, transp. elox |  |  | 24.88 |  | BR120100370
VKE-V-1.0 400x200 RAL 7035 | comfort one row adjustable grille, RAL 7035 |  |  | 37.32 |  | BR122100370
VKE-V-1.0 400x200 RAL 9010 | comfort one row adjustable grille, RAL 9010 |  |  | 28.59 |  | BR121100370
VKE-V-1.0 400x300 | comfort one row adjustable grille, transp. elox |  |  | 30.84 |  | BR120100510
VKE-V-1.0 400x300 RAL 7035 | comfort one row adjustable grille, RAL 7035 |  |  | 46.56 |  | BR122100510
VKE-V-1.0 400x300 RAL 9010 | comfort one row adjustable grille, RAL 9010 |  |  | 35.67 |  | BR121100510
VKE-V-1.0 400x400 | comfort one row adjustable grille, transp. elox |  |  | 36.38 |  | BR120100630
VKE-V-1.0 400x400 RAL 7035 | comfort one row adjustable grille, RAL 7035 |  |  | 54.68 |  | BR122100630
VKE-V-1.0 400x400 RAL 9010 | comfort one row adjustable grille, RAL 9010 |  |  | 41.92 |  | BR121100630
VKE-V-1.0 500x100 | comfort one row adjustable grille, transp. elox |  |  | 20.98 |  | BR120100070
VKE-V-1.0 500x100 RAL 7035 | comfort one row adjustable grille, RAL 7035 |  |  | 31.4 |  | BR122100070
VKE-V-1.0 500x100 RAL 9010 | comfort one row adjustable grille, RAL 9010 |  |  | 24.08 |  | BR121100070
VKE-V-1.0 500x150 | comfort one row adjustable grille, transp. elox |  |  | 24.27 |  | BR120100230
VKE-V-1.0 500x150 RAL 7035 | comfort one row adjustable grille, RAL 7035 |  |  | 36.42 |  | BR122100230
VKE-V-1.0 500x150 RAL 9010 | comfort one row adjustable grille, RAL 9010 |  |  | 27.93 |  | BR121100230
VKE-V-1.0 500x200 | comfort one row adjustable grille, transp. elox |  |  | 27.88 |  | BR120100390
VKE-V-1.0 500x200 RAL 7035 | comfort one row adjustable grille, RAL 7035 |  |  | 41.82 |  | BR122100390
VKE-V-1.0 500x200 RAL 9010 | comfort one row adjustable grille, RAL 9010 |  |  | 32.06 |  | BR121100390
VKE-V-1.0 500x300 | comfort one row adjustable grille, transp. elox |  |  | 36.99 |  | BR120100530
VKE-V-1.0 500x300 RAL 7035 | comfort one row adjustable grille, RAL 7035 |  |  | 55.39 |  | BR122100530
VKE-V-1.0 500x300 RAL 9010 | comfort one row adjustable grille, RAL 9010 |  |  | 42.43 |  | BR121100530
VKE-V-1.0 500x400 | comfort one row adjustable grille, transp. elox |  |  | 39.38 |  | BR120100650
VKE-V-1.0 500x400 RAL 7035 | comfort one row adjustable grille, RAL 7035 |  |  | 59.1 |  | BR122100650
VKE-V-1.0 500x400 RAL 9010 | comfort one row adjustable grille, RAL 9010 |  |  | 45.3 |  | BR121100650
VKE-V-1.0 500x500 | comfort one row adjustable grille, transp. elox |  |  | 50.51 |  | BR120100750
VKE-V-1.0 500x500 RAL 7035 | comfort one row adjustable grille, RAL 7035 |  |  | 75.76 |  | BR122100750
VKE-V-1.0 500x500 RAL 9010 | comfort one row adjustable grille, RAL 9010 |  |  | 58.06 |  | BR121100750
VKE-V-1.0 600x100 | comfort one row adjustable grille, transp. elox |  |  | 23.38 |  | BR120100090
VKE-V-1.0 600x100 RAL 7035 | comfort one row adjustable grille, RAL 7035 |  |  | 35.02 |  | BR122100090
VKE-V-1.0 600x100 RAL 9010 | comfort one row adjustable grille, RAL 9010 |  |  | 26.85 |  | BR121100090
VKE-V-1.0 600x150 | comfort one row adjustable grille, transp. elox |  |  | 27.27 |  | BR120100250
VKE-V-1.0 600x150 RAL 7035 | comfort one row adjustable grille, RAL 7035 |  |  | 40.93 |  | BR122100250
VKE-V-1.0 600x150 RAL 9010 | comfort one row adjustable grille, RAL 9010 |  |  | 31.36 |  | BR121100250
VKE-V-1.0 600x200 | comfort one row adjustable grille, transp. elox |  |  | 30.84 |  | BR120100410
VKE-V-1.0 600x200 RAL 7035 | comfort one row adjustable grille, RAL 7035 |  |  | 46.56 |  | BR122100410
VKE-V-1.0 600x200 RAL 9010 | comfort one row adjustable grille, RAL 9010 |  |  | 35.67 |  | BR121100410
VKE-V-1.0 600x300 | comfort one row adjustable grille, transp. elox |  |  | 40.56 |  | BR120100550
VKE-V-1.0 600x300 RAL 7035 | comfort one row adjustable grille, RAL 7035 |  |  | 60.88 |  | BR122100550
VKE-V-1.0 600x300 RAL 9010 | comfort one row adjustable grille, RAL 9010 |  |  | 46.66 |  | BR121100550
VKE-V-1.0 600x400 | comfort one row adjustable grille, transp. elox |  |  | 48.49 |  | BR120100670
VKE-V-1.0 600x400 RAL 7035 | comfort one row adjustable grille, RAL 7035 |  |  | 72.71 |  | BR122100670
VKE-V-1.0 600x400 RAL 9010 | comfort one row adjustable grille, RAL 9010 |  |  | 55.72 |  | BR121100670
VKE-V-1.0 600x500 | comfort one row adjustable grille, transp. elox |  |  | 59.99 |  | BR120100770
VKE-V-1.0 600x500 RAL 7035 | comfort one row adjustable grille, RAL 7035 |  |  | 89.79 |  | BR122100770
VKE-V-1.0 600x500 RAL 9010 | comfort one row adjustable grille, RAL 9010 |  |  | 68.81 |  | BR121100770
VKE-V-1.0 700x100 | comfort one row adjustable grille, transp. elox |  |  | 25.3 |  | BR120100110
VKE-V-1.0 700x100 RAL 7035 | comfort one row adjustable grille, RAL 7035 |  |  | 38.02 |  | BR122100110
VKE-V-1.0 700x100 RAL 9010 | comfort one row adjustable grille, RAL 9010 |  |  | 29.15 |  | BR121100110
VKE-V-1.0 700x150 | comfort one row adjustable grille, transp. elox |  |  | 28.73 |  | BR120100270
VKE-V-1.0 700x150 RAL 7035 | comfort one row adjustable grille, RAL 7035 |  |  | 43.18 |  | BR122100270
VKE-V-1.0 700x150 RAL 9010 | comfort one row adjustable grille, RAL 9010 |  |  | 33.09 |  | BR121100270
VKE-V-1.0 700x200 | comfort one row adjustable grille, transp. elox |  |  | 33.66 |  | BR120100430
VKE-V-1.0 700x200 RAL 7035 | comfort one row adjustable grille, RAL 7035 |  |  | 50.46 |  | BR122100430
VKE-V-1.0 700x200 RAL 9010 | comfort one row adjustable grille, RAL 9010 |  |  | 38.68 |  | BR121100430
VKE-V-1.0 700x300 | comfort one row adjustable grille, transp. elox |  |  | 44.87 |  | BR120100570
VKE-V-1.0 700x300 RAL 7035 | comfort one row adjustable grille, RAL 7035 |  |  | 67.12 |  | BR122100570
VKE-V-1.0 700x300 RAL 9010 | comfort one row adjustable grille, RAL 9010 |  |  | 51.44 |  | BR121100570
VKE-V-1.0 700x400 | comfort one row adjustable grille, transp. elox |  |  | 55.72 |  | BR120100690
VKE-V-1.0 700x400 RAL 7035 | comfort one row adjustable grille, RAL 7035 |  |  | 83.6 |  | BR122100690
VKE-V-1.0 700x400 RAL 9010 | comfort one row adjustable grille, RAL 9010 |  |  | 64.07 |  | BR121100690
VKE-V-1.0 800x100 | comfort one row adjustable grille, transp. elox |  |  | 27.32 |  | BR120100130
VKE-V-1.0 800x100 RAL 7035 | comfort one row adjustable grille, RAL 7035 |  |  | 41.12 |  | BR122100130
VKE-V-1.0 800x100 RAL 9010 | comfort one row adjustable grille, RAL 9010 |  |  | 31.5 |  | BR121100130
VKE-V-1.0 800x150 | comfort one row adjustable grille, transp. elox |  |  | 30.37 |  | BR120100290
VKE-V-1.0 800x150 RAL 7035 | comfort one row adjustable grille, RAL 7035 |  |  | 45.39 |  | BR122100290
VKE-V-1.0 800x150 RAL 9010 | comfort one row adjustable grille, RAL 9010 |  |  | 34.78 |  | BR121100290
VKE-V-1.0 800x200 | comfort one row adjustable grille, transp. elox |  |  | 36.38 |  | BR120100450
VKE-V-1.0 800x200 RAL 7035 | comfort one row adjustable grille, RAL 7035 |  |  | 54.68 |  | BR122100450
VKE-V-1.0 800x200 RAL 9010 | comfort one row adjustable grille, RAL 9010 |  |  | 41.92 |  | BR121100450
VKE-V-1.0 800x300 | comfort one row adjustable grille, transp. elox |  |  | 49.1 |  | BR120100590
VKE-V-1.0 800x300 RAL 7035 | comfort one row adjustable grille, RAL 7035 |  |  | 73.65 |  | BR122100590
VKE-V-1.0 800x300 RAL 9010 | comfort one row adjustable grille, RAL 9010 |  |  | 56.42 |  | BR121100590
VKE-V-1.0 800x400 | comfort one row adjustable grille, transp. elox |  |  | 62.38 |  | BR120100710
VKE-V-1.0 800x400 RAL 7035 | comfort one row adjustable grille, RAL 7035 |  |  | 93.6 |  | BR122100710
VKE-V-1.0 800x400 RAL 9010 | comfort one row adjustable grille, RAL 9010 |  |  | 71.72 |  | BR121100710
VKE-V-1.0 800x500 | comfort one row adjustable grille, transp. elox |  |  | 73.18 |  | BR120100790
VKE-V-1.0 800x500 RAL 7035 | comfort one row adjustable grille, RAL 7035 |  |  | 109.79 |  | BR122100790
VKE-V-1.0 800x500 RAL 9010 | comfort one row adjustable grille, RAL 9010 |  |  | 84.11 |  | BR121100790
VKE-V-1.0 1000x100 | comfort one row adjustable grille, transp. elox |  |  | 30.6 |  | BR120100150
VKE-V-1.0 1000x100 RAL 7035 | comfort one row adjustable grille, RAL 7035 |  |  | 45.95 |  | BR122100150
VKE-V-1.0 1000x100 RAL 9010 | comfort one row adjustable grille, RAL 9010 |  |  | 35.2 |  | BR121100150
VKE-V-1.0 1000x150 | comfort one row adjustable grille, transp. elox |  |  | 36.99 |  | BR120100310
VKE-V-1.0 1000x150 RAL 7035 | comfort one row adjustable grille, RAL 7035 |  |  | 55.39 |  | BR122100310
VKE-V-1.0 1000x150 RAL 9010 | comfort one row adjustable grille, RAL 9010 |  |  | 42.43 |  | BR121100310
VKE-V-1.0 1000x200 | comfort one row adjustable grille, transp. elox |  |  | 39.38 |  | BR120100470
VKE-V-1.0 1000x200 RAL 7035 | comfort one row adjustable grille, RAL 7035 |  |  | 59.1 |  | BR122100470
VKE-V-1.0 1000x200 RAL 9010 | comfort one row adjustable grille, RAL 9010 |  |  | 45.3 |  | BR121100470
VKE-V-1.0 1000x300 | comfort one row adjustable grille, transp. elox |  |  | 59.99 |  | BR120100610
VKE-V-1.0 1000x300 RAL 7035 | comfort one row adjustable grille, RAL 7035 |  |  | 89.79 |  | BR122100610
VKE-V-1.0 1000x300 RAL 9010 | comfort one row adjustable grille, RAL 9010 |  |  | 68.81 |  | BR121100610
VKE-V-1.0 1000x400 | comfort one row adjustable grille, transp. elox |  |  | 73.18 |  | BR120100730
VKE-V-1.0 1000x400 RAL 7035 | comfort one row adjustable grille, RAL 7035 |  |  | 109.79 |  | BR122100730
VKE-V-1.0 1000x400 RAL 9010 | comfort one row adjustable grille, RAL 9010 |  |  | 84.11 |  | BR121100730
VKE-V-1.0 1000x500 | comfort one row adjustable grille, transp. elox |  |  | 91.53 |  | BR120100810
VKE-V-1.0 1000x500 RAL 7035 | comfort one row adjustable grille, RAL 7035 |  |  | 137.3 |  | BR122100810
VKE-V-1.0 1000x500 RAL 9010 | comfort one row adjustable grille, RAL 9010 |  |  | 105.19 |  | BR121100810
Comfort two rows adjustable grilles - other design on request
wall frames and regulations see below
VKE-H-2.0 200x100 | comfort two rows adjustable grille, transp. elox | o |  | 17.6 |  | BR120201010
VKE-H-2.0 200x100 RAL 7035 | comfort two rows adjustable grille, RAL 7035 |  |  | 26.47 |  | BR122201010
VKE-H-2.0 200x100 RAL 9010 | comfort two rows adjustable grille, RAL 9010 |  |  | 20.28 |  | BR121201010
VKE-H-2.0 200x150 | comfort two rows adjustable grille, transp. elox |  |  | 19.86 |  | BR120201170
VKE-H-2.0 200x150 RAL 7035 | comfort two rows adjustable grille, RAL 7035 |  |  | 29.85 |  | BR122201170
VKE-H-2.0 200x150 RAL 9010 | comfort two rows adjustable grille, RAL 9010 |  |  | 22.86 |  | BR121201170
VKE-H-2.0 200x200 | comfort two rows adjustable grille, transp. elox |  |  | 26 |  | BR120201330
VKE-H-2.0 200x200 RAL 7035 | comfort two rows adjustable grille, RAL 7035 |  |  | 39.15 |  | BR122201330
VKE-H-2.0 200x200 RAL 9010 | comfort two rows adjustable grille, RAL 9010 |  |  | 29.99 |  | BR121201330
VKE-H-2.0 300x100 | comfort two rows adjustable grille, transp. elox | o |  | 19.76 |  | BR120201030
VKE-H-2.0 300x100 RAL 7035 | comfort two rows adjustable grille, RAL 7035 |  |  | 29.57 |  | BR122201030
VKE-H-2.0 300x100 RAL 9010 | comfort two rows adjustable grille, RAL 9010 | o |  | 22.67 |  | BR121201030
VKE-H-2.0 300x150 | comfort two rows adjustable grille, transp. elox | o |  | 23.89 |  | BR120201190
VKE-H-2.0 300x150 RAL 7035 | comfort two rows adjustable grille, RAL 7035 |  |  | 35.81 |  | BR122201190
VKE-H-2.0 300x150 RAL 9010 | comfort two rows adjustable grille, RAL 9010 |  |  | 27.46 |  | BR121201190
VKE-H-2.0 300x200 | comfort two rows adjustable grille, transp. elox |  |  | 33.66 |  | BR120201350
VKE-H-2.0 300x200 RAL 7035 | comfort two rows adjustable grille, RAL 7035 |  |  | 50.46 |  | BR122201350
VKE-H-2.0 300x200 RAL 9010 | comfort two rows adjustable grille, RAL 9010 |  |  | 38.68 |  | BR121201350
VKE-H-2.0 300x300 | comfort two rows adjustable grille, transp. elox |  |  | 45.11 |  | BR120201490
VKE-H-2.0 300x300 RAL 7035 | comfort two rows adjustable grille, RAL 7035 |  |  | 67.45 |  | BR122201490
VKE-H-2.0 300x300 RAL 9010 | comfort two rows adjustable grille, RAL 9010 |  |  | 51.68 |  | BR121201490
VKE-H-2.0 400x100 | comfort two rows adjustable grille, transp. elox | o |  | 26 |  | BR120201050
VKE-H-2.0 400x100 RAL 7035 | comfort two rows adjustable grille, RAL 7035 |  |  | 39.15 |  | BR122201050
VKE-H-2.0 400x100 RAL 9010 | comfort two rows adjustable grille, RAL 9010 |  |  | 29.99 |  | BR121201050
VKE-H-2.0 400x150 | comfort two rows adjustable grille, transp. elox |  |  | 33.66 |  | BR120201210
VKE-H-2.0 400x150 RAL 7035 | comfort two rows adjustable grille, RAL 7035 |  |  | 50.46 |  | BR122201210
VKE-H-2.0 400x150 RAL 9010 | comfort two rows adjustable grille, RAL 9010 |  |  | 38.68 |  | BR121201210
VKE-H-2.0 400x200 | comfort two rows adjustable grille, transp. elox | o |  | 38.02 |  | BR120201370
VKE-H-2.0 400x200 RAL 7035 | comfort two rows adjustable grille, RAL 7035 |  |  | 57.03 |  | BR122201370
VKE-H-2.0 400x200 RAL 9010 | comfort two rows adjustable grille, RAL 9010 |  |  | 43.7 |  | BR121201370
VKE-H-2.0 400x300 | comfort two rows adjustable grille, transp. elox |  |  | 54.12 |  | BR120201510
VKE-H-2.0 400x300 RAL 7035 | comfort two rows adjustable grille, RAL 7035 |  |  | 81.34 |  | BR122201510
VKE-H-2.0 400x300 RAL 9010 | comfort two rows adjustable grille, RAL 9010 |  |  | 62.33 |  | BR121201510
VKE-H-2.0 400x400 | comfort two rows adjustable grille, transp. elox |  |  | 66.79 |  | BR120201630
VKE-H-2.0 400x400 RAL 7035 | comfort two rows adjustable grille, RAL 7035 |  |  | 100.36 |  | BR122201630
VKE-H-2.0 400x400 RAL 9010 | comfort two rows adjustable grille, RAL 9010 |  |  | 76.89 |  | BR121201630
VKE-H-2.0 500x100 | comfort two rows adjustable grille, transp. elox |  |  | 29.34 |  | BR120201070
VKE-H-2.0 500x100 RAL 7035 | comfort two rows adjustable grille, RAL 7035 |  |  | 43.98 |  | BR122201070
VKE-H-2.0 500x100 RAL 9010 | comfort two rows adjustable grille, RAL 9010 |  |  | 33.7 |  | BR121201070
VKE-H-2.0 500x150 | comfort two rows adjustable grille, transp. elox |  |  | 38.68 |  | BR120201230
VKE-H-2.0 500x150 RAL 7035 | comfort two rows adjustable grille, RAL 7035 |  |  | 58.02 |  | BR122201230
VKE-H-2.0 500x150 RAL 9010 | comfort two rows adjustable grille, RAL 9010 |  |  | 44.45 |  | BR121201230
VKE-H-2.0 500x200 | comfort two rows adjustable grille, transp. elox |  |  | 45.67 |  | BR120201390
VKE-H-2.0 500x200 RAL 7035 | comfort two rows adjustable grille, RAL 7035 |  |  | 68.67 |  | BR122201390
VKE-H-2.0 500x200 RAL 9010 | comfort two rows adjustable grille, RAL 9010 |  |  | 52.62 |  | BR121201390
VKE-H-2.0 500x300 | comfort two rows adjustable grille, transp. elox |  |  | 58.39 |  | BR120201530
VKE-H-2.0 500x300 RAL 7035 | comfort two rows adjustable grille, RAL 7035 |  |  | 87.59 |  | BR122201530
VKE-H-2.0 500x300 RAL 9010 | comfort two rows adjustable grille, RAL 9010 |  |  | 67.12 |  | BR121201530
VKE-H-2.0 500x400 | comfort two rows adjustable grille, transp. elox |  |  | 72.52 |  | BR120201650
VKE-H-2.0 500x400 RAL 7035 | comfort two rows adjustable grille, RAL 7035 |  |  | 108.8 |  | BR122201650
VKE-H-2.0 500x400 RAL 9010 | comfort two rows adjustable grille, RAL 9010 |  |  | 83.36 |  | BR121201650
VKE-H-2.0 500x500 | comfort two rows adjustable grille, transp. elox |  |  | 85.71 |  | BR120201750
VKE-H-2.0 500x500 RAL 7035 | comfort two rows adjustable grille, RAL 7035 |  |  | 128.66 |  | BR122201750
VKE-H-2.0 500x500 RAL 9010 | comfort two rows adjustable grille, RAL 9010 |  |  | 98.57 |  | BR121201750
VKE-H-2.0 600x100 | comfort two rows adjustable grille, transp. elox |  |  | 32.53 |  | BR120201090
VKE-H-2.0 600x100 RAL 7035 | comfort two rows adjustable grille, RAL 7035 |  |  | 48.77 |  | BR122201090
VKE-H-2.0 600x100 RAL 9010 | comfort two rows adjustable grille, RAL 9010 |  |  | 37.36 |  | BR121201090
VKE-H-2.0 600x150 | comfort two rows adjustable grille, transp. elox |  |  | 45.11 |  | BR120201250
VKE-H-2.0 600x150 RAL 7035 | comfort two rows adjustable grille, RAL 7035 |  |  | 67.45 |  | BR122201250
VKE-H-2.0 600x150 RAL 9010 | comfort two rows adjustable grille, RAL 9010 |  |  | 51.68 |  | BR121201250
VKE-H-2.0 600x200 | comfort two rows adjustable grille, transp. elox |  |  | 54.12 |  | BR120201410
VKE-H-2.0 600x200 RAL 7035 | comfort two rows adjustable grille, RAL 7035 |  |  | 81.34 |  | BR122201410
VKE-H-2.0 600x200 RAL 9010 | comfort two rows adjustable grille, RAL 9010 |  |  | 62.33 |  | BR121201410
VKE-H-2.0 600x300 | comfort two rows adjustable grille, transp. elox | o |  | 68.25 |  | BR120201550
VKE-H-2.0 600x300 RAL 7035 | comfort two rows adjustable grille, RAL 7035 |  |  | 102.47 |  | BR122201550
VKE-H-2.0 600x300 RAL 9010 | comfort two rows adjustable grille, RAL 9010 |  |  | 78.53 |  | BR121201550
VKE-H-2.0 600x400 | comfort two rows adjustable grille, transp. elox |  |  | 82.24 |  | BR120201670
VKE-H-2.0 600x400 RAL 7035 | comfort two rows adjustable grille, RAL 7035 |  |  | 123.45 |  | BR122201670
VKE-H-2.0 600x400 RAL 9010 | comfort two rows adjustable grille, RAL 9010 |  |  | 94.58 |  | BR121201670
VKE-H-2.0 600x500 | comfort two rows adjustable grille, transp. elox |  |  | 97.68 |  | BR120201770
VKE-H-2.0 600x500 RAL 7035 | comfort two rows adjustable grille, RAL 7035 |  |  | 146.59 |  | BR122201770
VKE-H-2.0 600x500 RAL 9010 | comfort two rows adjustable grille, RAL 9010 |  |  | 112.32 |  | BR121201770
VKE-H-2.0 700x100 | comfort two rows adjustable grille, transp. elox |  |  | 37.22 |  | BR120201110
VKE-H-2.0 700x100 RAL 7035 | comfort two rows adjustable grille, RAL 7035 |  |  | 55.67 |  | BR122201110
VKE-H-2.0 700x100 RAL 9010 | comfort two rows adjustable grille, RAL 9010 |  |  | 42.67 |  | BR121201110
VKE-H-2.0 700x150 | comfort two rows adjustable grille, transp. elox |  |  | 51.35 |  | BR120201270
VKE-H-2.0 700x150 RAL 7035 | comfort two rows adjustable grille, RAL 7035 |  |  | 77.17 |  | BR122201270
VKE-H-2.0 700x150 RAL 9010 | comfort two rows adjustable grille, RAL 9010 |  |  | 59.14 |  | BR121201270
VKE-H-2.0 700x200 | comfort two rows adjustable grille, transp. elox |  |  | 60.5 |  | BR120201430
VKE-H-2.0 700x200 RAL 7035 | comfort two rows adjustable grille, RAL 7035 |  |  | 90.83 |  | BR122201430
VKE-H-2.0 700x200 RAL 9010 | comfort two rows adjustable grille, RAL 9010 |  |  | 69.61 |  | BR121201430
VKE-H-2.0 700x300 | comfort two rows adjustable grille, transp. elox |  |  | 75.29 |  | BR120201570
VKE-H-2.0 700x300 RAL 7035 | comfort two rows adjustable grille, RAL 7035 |  |  | 113.03 |  | BR122201570
VKE-H-2.0 700x300 RAL 9010 | comfort two rows adjustable grille, RAL 9010 |  |  | 86.6 |  | BR121201570
VKE-H-2.0 700x400 | comfort two rows adjustable grille, transp. elox |  |  | 93.46 |  | BR120201690
VKE-H-2.0 700x400 RAL 7035 | comfort two rows adjustable grille, RAL 7035 |  |  | 140.39 |  | BR122201690
VKE-H-2.0 700x400 RAL 9010 | comfort two rows adjustable grille, RAL 9010 |  |  | 107.58 |  | BR121201690
VKE-H-2.0 800x100 | comfort two rows adjustable grille, transp. elox |  |  | 41.92 |  | BR120201130
VKE-H-2.0 800x100 RAL 7035 | comfort two rows adjustable grille, RAL 7035 |  |  | 62.66 |  | BR122201130
VKE-H-2.0 800x100 RAL 9010 | comfort two rows adjustable grille, RAL 9010 |  |  | 48.02 |  | BR121201130
VKE-H-2.0 800x150 | comfort two rows adjustable grille, transp. elox |  |  | 57.78 |  | BR120201290
VKE-H-2.0 800x150 RAL 7035 | comfort two rows adjustable grille, RAL 7035 |  |  | 86.6 |  | BR122201290
VKE-H-2.0 800x150 RAL 9010 | comfort two rows adjustable grille, RAL 9010 |  |  | 66.37 |  | BR121201290
VKE-H-2.0 800x200 | comfort two rows adjustable grille, transp. elox |  |  | 66.79 |  | BR120201450
VKE-H-2.0 800x200 RAL 7035 | comfort two rows adjustable grille, RAL 7035 |  |  | 100.36 |  | BR122201450
VKE-H-2.0 800x200 RAL 9010 | comfort two rows adjustable grille, RAL 9010 |  |  | 76.89 |  | BR121201450
VKE-H-2.0 800x300 | comfort two rows adjustable grille, transp. elox |  |  | 82.24 |  | BR120201590
VKE-H-2.0 800x300 RAL 7035 | comfort two rows adjustable grille, RAL 7035 |  |  | 123.45 |  | BR122201590
VKE-H-2.0 800x300 RAL 9010 | comfort two rows adjustable grille, RAL 9010 |  |  | 94.58 |  | BR121201590
VKE-H-2.0 800x400 | comfort two rows adjustable grille, transp. elox |  |  | 104.72 |  | BR120201710
VKE-H-2.0 800x400 RAL 7035 | comfort two rows adjustable grille, RAL 7035 |  |  | 157.2 |  | BR122201710
VKE-H-2.0 800x400 RAL 9010 | comfort two rows adjustable grille, RAL 9010 |  |  | 120.44 |  | BR121201710
VKE-H-2.0 800x500 | comfort two rows adjustable grille, transp. elox |  |  | 115.99 |  | BR120201790
VKE-H-2.0 800x500 RAL 7035 | comfort two rows adjustable grille, RAL 7035 |  |  | 174.05 |  | BR122201790
VKE-H-2.0 800x500 RAL 9010 | comfort two rows adjustable grille, RAL 9010 |  |  | 133.35 |  | BR121201790
VKE-H-2.0 1000x100 | comfort two rows adjustable grille, transp. elox |  |  | 50.32 |  | BR120201150
VKE-H-2.0 1000x100 RAL 7035 | comfort two rows adjustable grille, RAL 7035 |  |  | 75.52 |  | BR122201150
VKE-H-2.0 1000x100 RAL 9010 | comfort two rows adjustable grille, RAL 9010 |  |  | 57.88 |  | BR121201150
VKE-H-2.0 1000x150 | comfort two rows adjustable grille, transp. elox |  |  | 65.43 |  | BR120201310
VKE-H-2.0 1000x150 RAL 7035 | comfort two rows adjustable grille, RAL 7035 |  |  | 98.34 |  | BR122201310
VKE-H-2.0 1000x150 RAL 9010 | comfort two rows adjustable grille, RAL 9010 |  |  | 75.34 |  | BR121201310
VKE-H-2.0 1000x200 | comfort two rows adjustable grille, transp. elox |  |  | 72.52 |  | BR120201470
VKE-H-2.0 1000x200 RAL 7035 | comfort two rows adjustable grille, RAL 7035 |  |  | 108.8 |  | BR122201470
VKE-H-2.0 1000x200 RAL 9010 | comfort two rows adjustable grille, RAL 9010 |  |  | 83.36 |  | BR121201470
VKE-H-2.0 1000x300 | comfort two rows adjustable grille, transp. elox |  |  | 97.68 |  | BR120201610
VKE-H-2.0 1000x300 RAL 7035 | comfort two rows adjustable grille, RAL 7035 |  |  | 146.59 |  | BR122201610
VKE-H-2.0 1000x300 RAL 9010 | comfort two rows adjustable grille, RAL 9010 |  |  | 112.32 |  | BR121201610
VKE-H-2.0 1000x400 | comfort two rows adjustable grille, transp. elox |  |  | 115.99 |  | BR120201730
VKE-H-2.0 1000x400 RAL 7035 | comfort two rows adjustable grille, RAL 7035 |  |  | 174.05 |  | BR122201730
VKE-H-2.0 1000x400 RAL 9010 | comfort two rows adjustable grille, RAL 9010 |  |  | 133.35 |  | BR121201730
VKE-H-2.0 1000x500 | comfort two rows adjustable grille, transp. elox |  |  | 144.99 |  | BR120201810
VKE-H-2.0 1000x500 RAL 7035 | comfort two rows adjustable grille, RAL 7035 |  |  | 217.66 |  | BR122201810
VKE-H-2.0 1000x500 RAL 9010 | comfort two rows adjustable grille, RAL 9010 |  |  | 166.77 |  | BR121201810
VKE-V-2.0 200x100 | comfort two rows adjustable grille, transp. elox |  |  | 17.6 |  | BR120200010
VKE-V-2.0 200x100 RAL 7035 | comfort two rows adjustable grille, RAL 7035 |  |  | 26.47 |  | BR122200010
VKE-V-2.0 200x100 RAL 9010 | comfort two rows adjustable grille, RAL 9010 |  |  | 20.28 |  | BR121200010
VKE-V-2.0 200x150 | comfort two rows adjustable grille, transp. elox |  |  | 19.86 |  | BR120200170
VKE-V-2.0 200x150 RAL 7035 | comfort two rows adjustable grille, RAL 7035 |  |  | 29.85 |  | BR122200170
VKE-V-2.0 200x150 RAL 9010 | comfort two rows adjustable grille, RAL 9010 |  |  | 22.86 |  | BR121200170
VKE-V-2.0 200x200 | comfort two rows adjustable grille, transp. elox |  |  | 26 |  | BR120200330
VKE-V-2.0 200x200 RAL 7035 | comfort two rows adjustable grille, RAL 7035 |  |  | 39.15 |  | BR122200330
VKE-V-2.0 200x200 RAL 9010 | comfort two rows adjustable grille, RAL 9010 |  |  | 29.99 |  | BR121200330
VKE-V-2.0 300x100 | comfort two rows adjustable grille, transp. elox |  |  | 19.76 |  | BR120200030
VKE-V-2.0 300x100 RAL 7035 | comfort two rows adjustable grille, RAL 7035 |  |  | 29.57 |  | BR122200030
VKE-V-2.0 300x100 RAL 9010 | comfort two rows adjustable grille, RAL 9010 |  |  | 22.67 |  | BR121200030
VKE-V-2.0 300x150 | comfort two rows adjustable grille, transp. elox |  |  | 23.89 |  | BR120200190
VKE-V-2.0 300x150 RAL 7035 | comfort two rows adjustable grille, RAL 7035 |  |  | 35.81 |  | BR122200190
VKE-V-2.0 300x150 RAL 9010 | comfort two rows adjustable grille, RAL 9010 |  |  | 27.46 |  | BR121200190
VKE-V-2.0 300x200 | comfort two rows adjustable grille, transp. elox |  |  | 33.66 |  | BR120200350
VKE-V-2.0 300x200 RAL 7035 | comfort two rows adjustable grille, RAL 7035 |  |  | 50.46 |  | BR122200350
VKE-V-2.0 300x200 RAL 9010 | comfort two rows adjustable grille, RAL 9010 |  |  | 38.68 |  | BR121200350
VKE-V-2.0 300x300 | comfort two rows adjustable grille, transp. elox |  |  | 45.11 |  | BR120200490
VKE-V-2.0 300x300 RAL 7035 | comfort two rows adjustable grille, RAL 7035 |  |  | 67.45 |  | BR122200490
VKE-V-2.0 300x300 RAL 9010 | comfort two rows adjustable grille, RAL 9010 |  |  | 51.68 |  | BR121200490
VKE-V-2.0 400x100 | comfort two rows adjustable grille, transp. elox |  |  | 26 |  | BR120200050
VKE-V-2.0 400x100 RAL 7035 | comfort two rows adjustable grille, RAL 7035 |  |  | 39.15 |  | BR122200050
VKE-V-2.0 400x100 RAL 9010 | comfort two rows adjustable grille, RAL 9010 |  |  | 29.99 |  | BR121200050
VKE-V-2.0 400x150 | comfort two rows adjustable grille, transp. elox |  |  | 33.66 |  | BR120200210
VKE-V-2.0 400x150 RAL 7035 | comfort two rows adjustable grille, RAL 7035 |  |  | 50.46 |  | BR122200210
VKE-V-2.0 400x150 RAL 9010 | comfort two rows adjustable grille, RAL 9010 |  |  | 38.68 |  | BR121200210
VKE-V-2.0 400x200 | comfort two rows adjustable grille, transp. elox |  |  | 38.02 |  | BR120200370
VKE-V-2.0 400x200 RAL 7035 | comfort two rows adjustable grille, RAL 7035 |  |  | 57.03 |  | BR122200370
VKE-V-2.0 400x200 RAL 9010 | comfort two rows adjustable grille, RAL 9010 |  |  | 43.7 |  | BR121200370
VKE-V-2.0 400x300 | comfort two rows adjustable grille, transp. elox |  |  | 54.12 |  | BR120200510
VKE-V-2.0 400x300 RAL 7035 | comfort two rows adjustable grille, RAL 7035 |  |  | 81.34 |  | BR122200510
VKE-V-2.0 400x300 RAL 9010 | comfort two rows adjustable grille, RAL 9010 |  |  | 62.33 |  | BR121200510
VKE-V-2.0 400x400 | comfort two rows adjustable grille, transp. elox |  |  | 66.79 |  | BR120200630
VKE-V-2.0 400x400 RAL 7035 | comfort two rows adjustable grille, RAL 7035 |  |  | 100.36 |  | BR122200630
VKE-V-2.0 400x400 RAL 9010 | comfort two rows adjustable grille, RAL 9010 |  |  | 76.89 |  | BR121200630
VKE-V-2.0 500x100 | comfort two rows adjustable grille, transp. elox |  |  | 29.34 |  | BR120200070
VKE-V-2.0 500x100 RAL 7035 | comfort two rows adjustable grille, RAL 7035 |  |  | 43.98 |  | BR122200070
VKE-V-2.0 500x100 RAL 9010 | comfort two rows adjustable grille, RAL 9010 |  |  | 33.7 |  | BR121200070
VKE-V-2.0 500x150 | comfort two rows adjustable grille, transp. elox |  |  | 38.68 |  | BR120200230
VKE-V-2.0 500x150 RAL 7035 | comfort two rows adjustable grille, RAL 7035 |  |  | 58.02 |  | BR122200230
VKE-V-2.0 500x150 RAL 9010 | comfort two rows adjustable grille, RAL 9010 |  |  | 44.45 |  | BR121200230
VKE-V-2.0 500x200 | comfort two rows adjustable grille, transp. elox |  |  | 45.67 |  | BR120200390
VKE-V-2.0 500x200 RAL 7035 | comfort two rows adjustable grille, RAL 7035 |  |  | 68.67 |  | BR122200390
VKE-V-2.0 500x200 RAL 9010 | comfort two rows adjustable grille, RAL 9010 |  |  | 52.62 |  | BR121200390
VKE-V-2.0 500x300 | comfort two rows adjustable grille, transp. elox |  |  | 58.39 |  | BR120200530
VKE-V-2.0 500x300 RAL 7035 | comfort two rows adjustable grille, RAL 7035 |  |  | 87.59 |  | BR122200530
VKE-V-2.0 500x300 RAL 9010 | comfort two rows adjustable grille, RAL 9010 |  |  | 67.12 |  | BR121200530
VKE-V-2.0 500x400 | comfort two rows adjustable grille, transp. elox |  |  | 72.52 |  | BR120200650
VKE-V-2.0 500x400 RAL 7035 | comfort two rows adjustable grille, RAL 7035 |  |  | 108.8 |  | BR122200650
VKE-V-2.0 500x400 RAL 9010 | comfort two rows adjustable grille, RAL 9010 |  |  | 83.36 |  | BR121200650
VKE-V-2.0 500x500 | comfort two rows adjustable grille, transp. elox |  |  | 85.71 |  | BR120200750
VKE-V-2.0 500x500 RAL 7035 | comfort two rows adjustable grille, RAL 7035 |  |  | 128.66 |  | BR122200750
VKE-V-2.0 500x500 RAL 9010 | comfort two rows adjustable grille, RAL 9010 |  |  | 98.57 |  | BR121200750
VKE-V-2.0 600x100 | comfort two rows adjustable grille, transp. elox |  |  | 32.53 |  | BR120200090
VKE-V-2.0 600x100 RAL 7035 | comfort two rows adjustable grille, RAL 7035 |  |  | 48.77 |  | BR122200090
VKE-V-2.0 600x100 RAL 9010 | comfort two rows adjustable grille, RAL 9010 |  |  | 37.36 |  | BR121200090
VKE-V-2.0 600x150 | comfort two rows adjustable grille, transp. elox |  |  | 45.11 |  | BR120200250
VKE-V-2.0 600x150 RAL 7035 | comfort two rows adjustable grille, RAL 7035 |  |  | 67.45 |  | BR122200250
VKE-V-2.0 600x150 RAL 9010 | comfort two rows adjustable grille, RAL 9010 |  |  | 51.68 |  | BR121200250
VKE-V-2.0 600x200 | comfort two rows adjustable grille, transp. elox |  |  | 54.12 |  | BR120200410
VKE-V-2.0 600x200 RAL 7035 | comfort two rows adjustable grille, RAL 7035 |  |  | 81.34 |  | BR122200410
VKE-V-2.0 600x200 RAL 9010 | comfort two rows adjustable grille, RAL 9010 |  |  | 62.33 |  | BR121200410
VKE-V-2.0 600x300 | comfort two rows adjustable grille, transp. elox |  |  | 68.25 |  | BR120200550
VKE-V-2.0 600x300 RAL 7035 | comfort two rows adjustable grille, RAL 7035 |  |  | 102.47 |  | BR122200550
VKE-V-2.0 600x300 RAL 9010 | comfort two rows adjustable grille, RAL 9010 |  |  | 78.53 |  | BR121200550
VKE-V-2.0 600x400 | comfort two rows adjustable grille, transp. elox |  |  | 82.24 |  | BR120200670
VKE-V-2.0 600x400 RAL 7035 | comfort two rows adjustable grille, RAL 7035 |  |  | 123.45 |  | BR122200670
VKE-V-2.0 600x400 RAL 9010 | comfort two rows adjustable grille, RAL 9010 |  |  | 94.58 |  | BR121200670
VKE-V-2.0 600x500 | comfort two rows adjustable grille, transp. elox |  |  | 97.68 |  | BR120200770
VKE-V-2.0 600x500 RAL 7035 | comfort two rows adjustable grille, RAL 7035 |  |  | 146.59 |  | BR122200770
VKE-V-2.0 600x500 RAL 9010 | comfort two rows adjustable grille, RAL 9010 |  |  | 112.32 |  | BR121200770
VKE-V-2.0 700x100 | comfort two rows adjustable grille, transp. elox |  |  | 37.22 |  | BR120200110
VKE-V-2.0 700x100 RAL 7035 | comfort two rows adjustable grille, RAL 7035 |  |  | 55.67 |  | BR122200110
VKE-V-2.0 700x100 RAL 9010 | comfort two rows adjustable grille, RAL 9010 |  |  | 42.67 |  | BR121200110
VKE-V-2.0 700x150 | comfort two rows adjustable grille, transp. elox |  |  | 51.35 |  | BR120200270
VKE-V-2.0 700x150 RAL 7035 | comfort two rows adjustable grille, RAL 7035 |  |  | 77.17 |  | BR122200270
VKE-V-2.0 700x150 RAL 9010 | comfort two rows adjustable grille, RAL 9010 |  |  | 59.14 |  | BR121200270
VKE-V-2.0 700x200 | comfort two rows adjustable grille, transp. elox |  |  | 60.5 |  | BR120200430
VKE-V-2.0 700x200 RAL 7035 | comfort two rows adjustable grille, RAL 7035 |  |  | 90.83 |  | BR122200430
VKE-V-2.0 700x200 RAL 9010 | comfort two rows adjustable grille, RAL 9010 |  |  | 69.61 |  | BR121200430
VKE-V-2.0 700x300 | comfort two rows adjustable grille, transp. elox |  |  | 75.29 |  | BR120200570
VKE-V-2.0 700x300 RAL 7035 | comfort two rows adjustable grille, RAL 7035 |  |  | 113.03 |  | BR122200570
VKE-V-2.0 700x300 RAL 9010 | comfort two rows adjustable grille, RAL 9010 |  |  | 86.6 |  | BR121200570
VKE-V-2.0 700x400 | comfort two rows adjustable grille, transp. elox |  |  | 93.46 |  | BR120200690
VKE-V-2.0 700x400 RAL 7035 | comfort two rows adjustable grille, RAL 7035 |  |  | 140.39 |  | BR122200690
VKE-V-2.0 700x400 RAL 9010 | comfort two rows adjustable grille, RAL 9010 |  |  | 107.58 |  | BR121200690
VKE-V-2.0 800x100 | comfort two rows adjustable grille, transp. elox |  |  | 41.92 |  | BR120200130
VKE-V-2.0 800x100 RAL 7035 | comfort two rows adjustable grille, RAL 7035 |  |  | 62.66 |  | BR122200130
VKE-V-2.0 800x100 RAL 9010 | comfort two rows adjustable grille, RAL 9010 |  |  | 48.02 |  | BR121200130
VKE-V-2.0 800x150 | comfort two rows adjustable grille, transp. elox |  |  | 57.78 |  | BR120200290
VKE-V-2.0 800x150 RAL 7035 | comfort two rows adjustable grille, RAL 7035 |  |  | 86.6 |  | BR122200290
VKE-V-2.0 800x150 RAL 9010 | comfort two rows adjustable grille, RAL 9010 |  |  | 66.37 |  | BR121200290
VKE-V-2.0 800x200 | comfort two rows adjustable grille, transp. elox |  |  | 66.79 |  | BR120200450
VKE-V-2.0 800x200 RAL 7035 | comfort two rows adjustable grille, RAL 7035 |  |  | 100.36 |  | BR122200450
VKE-V-2.0 800x200 RAL 9010 | comfort two rows adjustable grille, RAL 9010 |  |  | 76.89 |  | BR121200450
VKE-V-2.0 800x300 | comfort two rows adjustable grille, transp. elox |  |  | 82.24 |  | BR120200590
VKE-V-2.0 800x300 RAL 7035 | comfort two rows adjustable grille, RAL 7035 |  |  | 123.45 |  | BR122200590
VKE-V-2.0 800x300 RAL 9010 | comfort two rows adjustable grille, RAL 9010 |  |  | 94.58 |  | BR121200590
VKE-V-2.0 800x400 | comfort two rows adjustable grille, transp. elox |  |  | 104.72 |  | BR120200710
VKE-V-2.0 800x400 RAL 7035 | comfort two rows adjustable grille, RAL 7035 |  |  | 157.2 |  | BR122200710
VKE-V-2.0 800x400 RAL 9010 | comfort two rows adjustable grille, RAL 9010 |  |  | 120.44 |  | BR121200710
VKE-V-2.0 800x500 | comfort two rows adjustable grille, transp. elox |  |  | 115.99 |  | BR120200790
VKE-V-2.0 800x500 RAL 7035 | comfort two rows adjustable grille, RAL 7035 |  |  | 174.05 |  | BR122200790
VKE-V-2.0 800x500 RAL 9010 | comfort two rows adjustable grille, RAL 9010 |  |  | 133.35 |  | BR121200790
VKE-V-2.0 1000x100 | comfort two rows adjustable grille, transp. elox |  |  | 50.32 |  | BR120200150
VKE-V-2.0 1000x100 RAL 7035 | comfort two rows adjustable grille, RAL 7035 |  |  | 75.52 |  | BR122200150
VKE-V-2.0 1000x100 RAL 9010 | comfort two rows adjustable grille, RAL 9010 |  |  | 57.88 |  | BR121200150
VKE-V-2.0 1000x150 | comfort two rows adjustable grille, transp. elox |  |  | 65.43 |  | BR120200310
VKE-V-2.0 1000x150 RAL 7035 | comfort two rows adjustable grille, RAL 7035 |  |  | 98.34 |  | BR122200310
VKE-V-2.0 1000x150 RAL 9010 | comfort two rows adjustable grille, RAL 9010 |  |  | 75.34 |  | BR121200310
VKE-V-2.0 1000x200 | comfort two rows adjustable grille, transp. elox |  |  | 72.52 |  | BR120200470
VKE-V-2.0 1000x200 RAL 7035 | comfort two rows adjustable grille, RAL 7035 |  |  | 108.8 |  | BR122200470
VKE-V-2.0 1000x200 RAL 9010 | comfort two rows adjustable grille, RAL 9010 |  |  | 83.36 |  | BR121200470
VKE-V-2.0 1000x300 | comfort two rows adjustable grille, transp. elox |  |  | 97.68 |  | BR120200610
VKE-V-2.0 1000x300 RAL 7035 | comfort two rows adjustable grille, RAL 7035 |  |  | 146.59 |  | BR122200610
VKE-V-2.0 1000x300 RAL 9010 | comfort two rows adjustable grille, RAL 9010 |  |  | 112.32 |  | BR121200610
VKE-V-2.0 1000x400 | comfort two rows adjustable grille, transp. elox |  |  | 115.99 |  | BR120200730
VKE-V-2.0 1000x400 RAL 7035 | comfort two rows adjustable grille, RAL 7035 |  |  | 174.05 |  | BR122200730
VKE-V-2.0 1000x400 RAL 9010 | comfort two rows adjustable grille, RAL 9010 |  |  | 133.35 |  | BR121200730
VKE-V-2.0 1000x500 | comfort two rows adjustable grille, transp. elox |  |  | 144.99 |  | BR120200810
VKE-V-2.0 1000x500 RAL 7035 | comfort two rows adjustable grille, RAL 7035 |  |  | 217.66 |  | BR122200810
VKE-V-2.0 1000x500 RAL 9010 | comfort two rows adjustable grille, RAL 9010 |  |  | 166.77 |  | BR121200810
Accessories
PR | wall frames
R1 | regulation dampers
Comfort one row adjustable grilles for circular duct - other design on request
wall frames and regulations see below
KVK1-H-1.0 200x75 RAL 9010 | comfort one row adjust. grille for circular duct | o |  | 16.99 |  | BR101101010
KVK1-H-1.0 200x100 RAL 9010 | comfort one row adjust. grille for circular duct |  |  | 17.51 |  | BR101101130
KVK1-H-1.0 300x75 RAL 9010 | comfort one row adjust. grille for circular duct | o |  | 19.34 |  | BR101101030
KVK1-H-1.0 300x100 RAL 9010 | comfort one row adjust. grille for circular duct |  |  | 19.9 |  | BR101101150
KVK1-H-1.0 300x150 RAL 9010 | comfort one row adjust. grille for circular duct |  |  | 24.03 |  | BR101101270
KVK1-H-1.0 400x75 RAL 9010 | comfort one row adjust. grille for circular duct |  |  | 23.19 |  | BR101101050
KVK1-H-1.0 400x100 RAL 9010 | comfort one row adjust. grille for circular duct |  |  | 23.75 |  | BR101101170
KVK1-H-1.0 400x150 RAL 9010 | comfort one row adjust. grille for circular duct |  |  | 28.12 |  | BR101101290
KVK1-H-1.0 400x200 RAL 9010 | comfort one row adjust. grille for circular duct |  |  | 32.48 |  | BR101101390
KVK1-H-1.0 500x75 RAL 9010 | comfort one row adjust. grille for circular duct |  |  | 25.16 |  | BR101101070
KVK1-H-1.0 500x100 RAL 9010 | comfort one row adjust. grille for circular duct |  |  | 25.91 |  | BR101101190
KVK1-H-1.0 500x150 RAL 9010 | comfort one row adjust. grille for circular duct |  |  | 31.36 |  | BR101101310
KVK1-H-1.0 500x200 RAL 9010 | comfort one row adjust. grille for circular duct |  |  | 35.67 |  | BR101101410
KVK1-H-1.0 600x75 RAL 9010 | comfort one row adjust. grille for circular duct |  |  | 30.37 |  | BR101101090
KVK1-H-1.0 600x100 RAL 9010 | comfort one row adjust. grille for circular duct |  |  | 31.36 |  | BR101101210
KVK1-H-1.0 600x150 RAL 9010 | comfort one row adjust. grille for circular duct |  |  | 34.55 |  | BR101101330
KVK1-H-1.0 600x200 RAL 9010 | comfort one row adjust. grille for circular duct |  |  | 41.02 |  | BR101101430
KVK1-H-1.0 800x75 RAL 9010 | comfort one row adjust. grille for circular duct |  |  | 32.53 |  | BR101101110
KVK1-H-1.0 800x100 RAL 9010 | comfort one row adjust. grille for circular duct |  |  | 33.51 |  | BR101101230
KVK1-H-1.0 800x150 RAL 9010 | comfort one row adjust. grille for circular duct |  |  | 39.05 |  | BR101101350
KVK1-H-1.0 800x200 RAL 9010 | comfort one row adjust. grille for circular duct |  |  | 45.91 |  | BR101101450
KVK1-H-1.0 1000x100 RAL 9010 | comfort one row adjust. grille for circular duct |  |  | 39.48 |  | BR101101250
KVK1-H-1.0 1000x150 RAL 9010 | comfort one row adjust. grille for circular duct |  |  | 44.12 |  | BR101101370
KVK1-H-1.0 1000x200 RAL 9010 | comfort one row adjust. grille for circular duct |  |  | 50.18 |  | BR101101470
KVK1-V-1.0 200x75 RAL 9010 | comfort one row adjust. grille for circular duct |  |  | 16.99 |  | BR101100010
KVK1-V-1.0 200x100 RAL 9010 | comfort one row adjust. grille for circular duct |  |  | 17.51 |  | BR101100130
KVK1-V-1.0 300x75 RAL 9010 | comfort one row adjust. grille for circular duct | o |  | 19.34 |  | BR101100030
KVK1-V-1.0 300x100 RAL 9010 | comfort one row adjust. grille for circular duct |  |  | 19.9 |  | BR101100150
KVK1-V-1.0 300x150 RAL 9010 | comfort one row adjust. grille for circular duct |  |  | 24.03 |  | BR101100270
KVK1-V-1.0 400x75 RAL 9010 | comfort one row adjust. grille for circular duct | o |  | 23.19 |  | BR101100050
KVK1-V-1.0 400x100 RAL 9010 | comfort one row adjust. grille for circular duct |  |  | 23.75 |  | BR101100170
KVK1-V-1.0 400x150 RAL 9010 | comfort one row adjust. grille for circular duct |  |  | 28.12 |  | BR101100290
KVK1-V-1.0 400x200 RAL 9010 | comfort one row adjust. grille for circular duct |  |  | 32.48 |  | BR101100390
KVK1-V-1.0 500x75 RAL 9010 | comfort one row adjust. grille for circular duct |  |  | 25.16 |  | BR101100070
KVK1-V-1.0 500x100 RAL 9010 | comfort one row adjust. grille for circular duct |  |  | 25.91 |  | BR101100190
KVK1-V-1.0 500x150 RAL 9010 | comfort one row adjust. grille for circular duct |  |  | 31.36 |  | BR101100310
KVK1-V-1.0 500x200 RAL 9010 | comfort one row adjust. grille for circular duct |  |  | 35.67 |  | BR101100410
KVK1-V-1.0 600x75 RAL 9010 | comfort one row adjust. grille for circular duct |  |  | 30.37 |  | BR101100090
KVK1-V-1.0 600x100 RAL 9010 | comfort one row adjust. grille for circular duct |  |  | 31.36 |  | BR101100210
KVK1-V-1.0 600x150 RAL 9010 | comfort one row adjust. grille for circular duct |  |  | 34.55 |  | BR101100330
KVK1-V-1.0 600x200 RAL 9010 | comfort one row adjust. grille for circular duct |  |  | 41.02 |  | BR101100430
KVK1-V-1.0 800x75 RAL 9010 | comfort one row adjust. grille for circular duct |  |  | 32.53 |  | BR101100110
KVK1-V-1.0 800x100 RAL 9010 | comfort one row adjust. grille for circular duct |  |  | 33.51 |  | BR101100230
KVK1-V-1.0 800x150 RAL 9010 | comfort one row adjust. grille for circular duct |  |  | 39.05 |  | BR101100350
KVK1-V-1.0 800x200 RAL 9010 | comfort one row adjust. grille for circular duct |  |  | 45.91 |  | BR101100450
KVK1-V-1.0 1000x100 RAL 9010 | comfort one row adjust. grille for circular duct |  |  | 39.48 |  | BR101100250
KVK1-V-1.0 1000x150 RAL 9010 | comfort one row adjust. grille for circular duct |  |  | 44.12 |  | BR101100370
KVK1-V-1.0 1000x200 RAL 9010 | comfort one row adjust. grille for circular duct |  |  | 50.18 |  | BR101100470
KVK2-H-1.0 200x75 RAL 9010 | comfort one row adjust. grille for circular duct |  |  | 22.86 |  | BR102101010
KVK2-H-1.0 200x100 RAL 9010 | comfort one row adjust. grille for circular duct |  |  | 23.56 |  | BR102101130
KVK2-H-1.0 300x75 RAL 9010 | comfort one row adjust. grille for circular duct |  |  | 24.41 |  | BR102101030
KVK2-H-1.0 300x100 RAL 9010 | comfort one row adjust. grille for circular duct |  |  | 25.16 |  | BR102101150
KVK2-H-1.0 300x150 RAL 9010 | comfort one row adjust. grille for circular duct |  |  | 29.9 |  | BR102101270
KVK2-H-1.0 400x75 RAL 9010 | comfort one row adjust. grille for circular duct |  |  | 26.99 |  | BR102101050
KVK2-H-1.0 400x100 RAL 9010 | comfort one row adjust. grille for circular duct |  |  | 27.83 |  | BR102101170
KVK2-H-1.0 400x150 RAL 9010 | comfort one row adjust. grille for circular duct |  |  | 36.05 |  | BR102101290
KVK2-H-1.0 400x200 RAL 9010 | comfort one row adjust. grille for circular duct |  |  | 40.13 |  | BR102101390
KVK2-H-1.0 500x75 RAL 9010 | comfort one row adjust. grille for circular duct |  |  | 35.91 |  | BR102101070
KVK2-H-1.0 500x100 RAL 9010 | comfort one row adjust. grille for circular duct |  |  | 36.99 |  | BR102101190
KVK2-H-1.0 500x150 RAL 9010 | comfort one row adjust. grille for circular duct |  |  | 38.02 |  | BR102101310
KVK2-H-1.0 500x200 RAL 9010 | comfort one row adjust. grille for circular duct |  |  | 44.17 |  | BR102101410
KVK2-H-1.0 600x75 RAL 9010 | comfort one row adjust. grille for circular duct |  |  | 37.83 |  | BR102101090
KVK2-H-1.0 600x100 RAL 9010 | comfort one row adjust. grille for circular duct |  |  | 39.1 |  | BR102101210
KVK2-H-1.0 600x150 RAL 9010 | comfort one row adjust. grille for circular duct |  |  | 42.1 |  | BR102101330
KVK2-H-1.0 600x200 RAL 9010 | comfort one row adjust. grille for circular duct |  |  | 50.32 |  | BR102101430
KVK2-H-1.0 800x75 RAL 9010 | comfort one row adjust. grille for circular duct |  |  | 41.4 |  | BR102101110
KVK2-H-1.0 800x100 RAL 9010 | comfort one row adjust. grille for circular duct |  |  | 42.57 |  | BR102101230
KVK2-H-1.0 800x150 RAL 9010 | comfort one row adjust. grille for circular duct |  |  | 45.44 |  | BR102101350
KVK2-H-1.0 800x200 RAL 9010 | comfort one row adjust. grille for circular duct |  |  | 55.01 |  | BR102101450
KVK2-H-1.0 1000x100 RAL 9010 | comfort one row adjust. grille for circular duct |  |  | 49.8 |  | BR102101250
KVK2-H-1.0 1000x150 RAL 9010 | comfort one row adjust. grille for circular duct |  |  | 51.77 |  | BR102101370
KVK2-H-1.0 1000x200 RAL 9010 | comfort one row adjust. grille for circular duct |  |  | 59.71 |  | BR102101470
KVK2-V-1.0 200x75 RAL 9010 | comfort one row adjust. grille for circular duct |  |  | 22.86 |  | BR102100010
KVK2-V-1.0 200x100 RAL 9010 | comfort one row adjust. grille for circular duct |  |  | 23.56 |  | BR102100130
KVK2-V-1.0 300x75 RAL 9010 | comfort one row adjust. grille for circular duct |  |  | 24.41 |  | BR102100030
KVK2-V-1.0 300x100 RAL 9010 | comfort one row adjust. grille for circular duct |  |  | 25.16 |  | BR102100150
KVK2-V-1.0 300x150 RAL 9010 | comfort one row adjust. grille for circular duct |  |  | 29.9 |  | BR102100270
KVK2-V-1.0 400x75 RAL 9010 | comfort one row adjust. grille for circular duct |  |  | 26.99 |  | BR102100050
KVK2-V-1.0 400x100 RAL 9010 | comfort one row adjust. grille for circular duct |  |  | 27.83 |  | BR102100170
KVK2-V-1.0 400x150 RAL 9010 | comfort one row adjust. grille for circular duct |  |  | 36.05 |  | BR102100290
KVK2-V-1.0 400x200 RAL 9010 | comfort one row adjust. grille for circular duct |  |  | 40.13 |  | BR102100390
KVK2-V-1.0 500x75 RAL 9010 | comfort one row adjust. grille for circular duct |  |  | 35.91 |  | BR102100070
KVK2-V-1.0 500x100 RAL 9010 | comfort one row adjust. grille for circular duct |  |  | 36.99 |  | BR102100190
KVK2-V-1.0 500x150 RAL 9010 | comfort one row adjust. grille for circular duct |  |  | 38.02 |  | BR102100310
KVK2-V-1.0 500x200 RAL 9010 | comfort one row adjust. grille for circular duct |  |  | 44.17 |  | BR102100410
KVK2-V-1.0 600x75 RAL 9010 | comfort one row adjust. grille for circular duct |  |  | 37.83 |  | BR102100090
KVK2-V-1.0 600x100 RAL 9010 | comfort one row adjust. grille for circular duct |  |  | 39.1 |  | BR102100210
KVK2-V-1.0 600x150 RAL 9010 | comfort one row adjust. grille for circular duct |  |  | 42.1 |  | BR102100330
KVK2-V-1.0 600x200 RAL 9010 | comfort one row adjust. grille for circular duct |  |  | 50.32 |  | BR102100430
KVK2-V-1.0 800x75 RAL 9010 | comfort one row adjust. grille for circular duct |  |  | 41.4 |  | BR102100110
KVK2-V-1.0 800x100 RAL 9010 | comfort one row adjust. grille for circular duct |  |  | 42.57 |  | BR102100230
KVK2-V-1.0 800x150 RAL 9010 | comfort one row adjust. grille for circular duct |  |  | 45.44 |  | BR102100350
KVK2-V-1.0 800x200 RAL 9010 | comfort one row adjust. grille for circular duct |  |  | 55.01 |  | BR102100450
KVK2-V-1.0 1000x100 RAL 9010 | comfort one row adjust. grille for circular duct |  |  | 49.8 |  | BR102100250
KVK2-V-1.0 1000x150 RAL 9010 | comfort one row adjust. grille for circular duct |  |  | 51.77 |  | BR102100370
KVK2-V-1.0 1000x200 RAL 9010 | comfort one row adjust. grille for circular duct |  |  | 59.71 |  | BR102100470
Comfort two rows adjustable grilles for circular duct - other design on request
KVK1-H-2.0 200x75 RAL 9010 | comfort two rows adjust. grilles for circular duct |  |  | 23.99 |  | BR101201010
KVK1-H-2.0 200x100 RAL 9010 | comfort two rows adjust. grilles for circular duct |  |  | 24.78 |  | BR101201130
KVK1-H-2.0 300x75 RAL 9010 | comfort two rows adjust. grilles for circular duct |  |  | 25.82 |  | BR101201030
KVK1-H-2.0 300x100 RAL 9010 | comfort two rows adjust. grilles for circular duct |  |  | 26.61 |  | BR101201150
KVK1-H-2.0 300x150 RAL 9010 | comfort two rows adjust. grilles for circular duct |  |  | 31.73 |  | BR101201270
KVK1-H-2.0 400x75 RAL 9010 | comfort two rows adjust. grilles for circular duct | o |  | 30.42 |  | BR101201050
KVK1-H-2.0 400x100 RAL 9010 | comfort two rows adjust. grilles for circular duct |  |  | 31.36 |  | BR101201170
KVK1-H-2.0 400x150 RAL 9010 | comfort two rows adjust. grilles for circular duct |  |  | 38.77 |  | BR101201290
KVK1-H-2.0 400x200 RAL 9010 | comfort two rows adjust. grilles for circular duct |  |  | 43.23 |  | BR101201390
KVK1-H-2.0 500x75 RAL 9010 | comfort two rows adjust. grilles for circular duct |  |  | 36.61 |  | BR101201070
KVK1-H-2.0 500x100 RAL 9010 | comfort two rows adjust. grilles for circular duct |  |  | 37.79 |  | BR101201190
KVK1-H-2.0 500x150 RAL 9010 | comfort two rows adjust. grilles for circular duct |  |  | 42.1 |  | BR101201310
KVK1-H-2.0 500x200 RAL 9010 | comfort two rows adjust. grilles for circular duct |  |  | 50.83 |  | BR101201410
KVK1-H-2.0 600x75 RAL 9010 | comfort two rows adjust. grilles for circular duct |  |  | 42.9 |  | BR101201090
KVK1-H-2.0 600x100 RAL 9010 | comfort two rows adjust. grilles for circular duct |  |  | 44.17 |  | BR101201210
KVK1-H-2.0 600x150 RAL 9010 | comfort two rows adjust. grilles for circular duct |  |  | 50.83 |  | BR101201330
KVK1-H-2.0 600x200 RAL 9010 | comfort two rows adjust. grilles for circular duct |  |  | 56.14 |  | BR101201430
KVK1-H-2.0 800x75 RAL 9010 | comfort two rows adjust. grilles for circular duct |  |  | 47.36 |  | BR101201110
KVK1-H-2.0 800x100 RAL 9010 | comfort two rows adjust. grilles for circular duct |  |  | 48.86 |  | BR101201230
KVK1-H-2.0 800x150 RAL 9010 | comfort two rows adjust. grilles for circular duct |  |  | 56.04 |  | BR101201350
KVK1-H-2.0 800x200 RAL 9010 | comfort two rows adjust. grilles for circular duct |  |  | 61.91 |  | BR101201450
KVK1-H-2.0 1000x100 RAL 9010 | comfort two rows adjust. grilles for circular duct |  |  | 55.9 |  | BR101201250
KVK1-H-2.0 1000x150 RAL 9010 | comfort two rows adjust. grilles for circular duct |  |  | 62.66 |  | BR101201370
KVK1-H-2.0 1000x200 RAL 9010 | comfort two rows adjust. grilles for circular duct |  |  | 68.77 |  | BR101201470
KVK1-V-2.0 200x75 RAL 9010 | comfort two rows adjust. grilles for circular duct |  |  | 23.99 |  | BR101200010
KVK1-V-2.0 200x100 RAL 9010 | comfort two rows adjust. grilles for circular duct |  |  | 24.78 |  | BR101200130
KVK1-V-2.0 300x75 RAL 9010 | comfort two rows adjust. grilles for circular duct |  |  | 25.82 |  | BR101200030
KVK1-V-2.0 300x100 RAL 9010 | comfort two rows adjust. grilles for circular duct |  |  | 26.61 |  | BR101200150
KVK1-V-2.0 300x150 RAL 9010 | comfort two rows adjust. grilles for circular duct |  |  | 31.73 |  | BR101200270
KVK1-V-2.0 400x75 RAL 9010 | comfort two rows adjust. grilles for circular duct |  |  | 30.42 |  | BR101200050
KVK1-V-2.0 400x100 RAL 9010 | comfort two rows adjust. grilles for circular duct |  |  | 31.36 |  | BR101200170
KVK1-V-2.0 400x150 RAL 9010 | comfort two rows adjust. grilles for circular duct |  |  | 38.77 |  | BR101200290
KVK1-V-2.0 400x200 RAL 9010 | comfort two rows adjust. grilles for circular duct |  |  | 43.23 |  | BR101200390
KVK1-V-2.0 500x75 RAL 9010 | comfort two rows adjust. grilles for circular duct |  |  | 36.61 |  | BR101200070
KVK1-V-2.0 500x100 RAL 9010 | comfort two rows adjust. grilles for circular duct |  |  | 37.79 |  | BR101200190
KVK1-V-2.0 500x150 RAL 9010 | comfort two rows adjust. grilles for circular duct |  |  | 42.1 |  | BR101200310
KVK1-V-2.0 500x200 RAL 9010 | comfort two rows adjust. grilles for circular duct |  |  | 50.83 |  | BR101200410
KVK1-V-2.0 600x75 RAL 9010 | comfort two rows adjust. grilles for circular duct |  |  | 42.9 |  | BR101200090
KVK1-V-2.0 600x100 RAL 9010 | comfort two rows adjust. grilles for circular duct |  |  | 44.17 |  | BR101200210
KVK1-V-2.0 600x150 RAL 9010 | comfort two rows adjust. grilles for circular duct |  |  | 50.83 |  | BR101200330
KVK1-V-2.0 600x200 RAL 9010 | comfort two rows adjust. grilles for circular duct |  |  | 56.14 |  | BR101200430
KVK1-V-2.0 800x75 RAL 9010 | comfort two rows adjust. grilles for circular duct |  |  | 47.36 |  | BR101200110
KVK1-V-2.0 800x100 RAL 9010 | comfort two rows adjust. grilles for circular duct |  |  | 48.86 |  | BR101200230
KVK1-V-2.0 800x150 RAL 9010 | comfort two rows adjust. grilles for circular duct |  |  | 56.04 |  | BR101200350
KVK1-V-2.0 800x200 RAL 9010 | comfort two rows adjust. grilles for circular duct |  |  | 61.91 |  | BR101200450
KVK1-V-2.0 1000x100 RAL 9010 | comfort two rows adjust. grilles for circular duct |  |  | 55.9 |  | BR101200250
KVK1-V-2.0 1000x150 RAL 9010 | comfort two rows adjust. grilles for circular duct |  |  | 62.66 |  | BR101200370
KVK1-V-2.0 1000x200 RAL 9010 | comfort two rows adjust. grilles for circular duct |  |  | 68.77 |  | BR101200470
KVK2-H-2.0 200x75 RAL 9010 | comfort two rows adjust. grilles for circular duct |  |  | 27.41 |  | BR102201010
KVK2-H-2.0 200x100 RAL 9010 | comfort two rows adjust. grilles for circular duct |  |  | 28.26 |  | BR102201130
KVK2-H-2.0 300x75 RAL 9010 | comfort two rows adjust. grilles for circular duct |  |  | 32.06 |  | BR102201030
KVK2-H-2.0 300x100 RAL 9010 | comfort two rows adjust. grilles for circular duct |  |  | 33.04 |  | BR102201150
KVK2-H-2.0 300x150 RAL 9010 | comfort two rows adjust. grilles for circular duct |  |  | 40.98 |  | BR102201270
KVK2-H-2.0 400x75 RAL 9010 | comfort two rows adjust. grilles for circular duct |  |  | 38.82 |  | BR102201050
KVK2-H-2.0 400x100 RAL 9010 | comfort two rows adjust. grilles for circular duct |  |  | 40.13 |  | BR102201170
KVK2-H-2.0 400x150 RAL 9010 | comfort two rows adjust. grilles for circular duct |  |  | 48.21 |  | BR102201290
KVK2-H-2.0 400x200 RAL 9010 | comfort two rows adjust. grilles for circular duct |  |  | 53.42 |  | BR102201390
KVK2-H-2.0 500x75 RAL 9010 | comfort two rows adjust. grilles for circular duct |  |  | 45.86 |  | BR102201070
KVK2-H-2.0 500x100 RAL 9010 | comfort two rows adjust. grilles for circular duct |  |  | 47.31 |  | BR102201190
KVK2-H-2.0 500x150 RAL 9010 | comfort two rows adjust. grilles for circular duct |  |  | 57.41 |  | BR102201310
KVK2-H-2.0 500x200 RAL 9010 | comfort two rows adjust. grilles for circular duct |  |  | 59.66 |  | BR102201410
KVK2-H-2.0 600x75 RAL 9010 | comfort two rows adjust. grilles for circular duct |  |  | 55.81 |  | BR102201090
KVK2-H-2.0 600x100 RAL 9010 | comfort two rows adjust. grilles for circular duct |  |  | 57.45 |  | BR102201210
KVK2-H-2.0 600x150 RAL 9010 | comfort two rows adjust. grilles for circular duct |  |  | 61.68 |  | BR102201330
KVK2-H-2.0 600x200 RAL 9010 | comfort two rows adjust. grilles for circular duct |  |  | 70.92 |  | BR102201430
KVK2-H-2.0 800x75 RAL 9010 | comfort two rows adjust. grilles for circular duct |  |  | 58.67 |  | BR102201110
KVK2-H-2.0 800x100 RAL 9010 | comfort two rows adjust. grilles for circular duct |  |  | 60.5 |  | BR102201230
KVK2-H-2.0 800x150 RAL 9010 | comfort two rows adjust. grilles for circular duct |  |  | 70.69 |  | BR102201350
KVK2-H-2.0 800x200 RAL 9010 | comfort two rows adjust. grilles for circular duct |  |  | 86.32 |  | BR102201450
KVK2-H-2.0 1000x100 RAL 9010 | comfort two rows adjust. grilles for circular duct |  |  | 65.48 |  | BR102201250
KVK2-H-2.0 1000x150 RAL 9010 | comfort two rows adjust. grilles for circular duct |  |  | 78.11 |  | BR102201370
KVK2-H-2.0 1000x200 RAL 9010 | comfort two rows adjust. grilles for circular duct |  |  | 111.48 |  | BR102201470
KVK2-V-2.0 200x75 RAL 9010 | comfort two rows adjust. grilles for circular duct |  |  | 27.41 |  | BR102200010
KVK2-V-2.0 200x100 RAL 9010 | comfort two rows adjust. grilles for circular duct |  |  | 28.26 |  | BR102200130
KVK2-V-2.0 300x75 RAL 9010 | comfort two rows adjust. grilles for circular duct |  |  | 32.06 |  | BR102200030
KVK2-V-2.0 300x100 RAL 9010 | comfort two rows adjust. grilles for circular duct |  |  | 33.04 |  | BR102200150
KVK2-V-2.0 300x150 RAL 9010 | comfort two rows adjust. grilles for circular duct |  |  | 40.98 |  | BR102200270
KVK2-V-2.0 400x75 RAL 9010 | comfort two rows adjust. grilles for circular duct |  |  | 38.82 |  | BR102200050
KVK2-V-2.0 400x100 RAL 9010 | comfort two rows adjust. grilles for circular duct |  |  | 40.13 |  | BR102200170
KVK2-V-2.0 400x150 RAL 9010 | comfort two rows adjust. grilles for circular duct |  |  | 48.21 |  | BR102200290
KVK2-V-2.0 400x200 RAL 9010 | comfort two rows adjust. grilles for circular duct |  |  | 53.42 |  | BR102200390
KVK2-V-2.0 500x75 RAL 9010 | comfort two rows adjust. grilles for circular duct |  |  | 45.86 |  | BR102200070
KVK2-V-2.0 500x100 RAL 9010 | comfort two rows adjust. grilles for circular duct |  |  | 47.31 |  | BR102200190
KVK2-V-2.0 500x150 RAL 9010 | comfort two rows adjust. grilles for circular duct |  |  | 57.41 |  | BR102200310
KVK2-V-2.0 500x200 RAL 9010 | comfort two rows adjust. grilles for circular duct |  |  | 59.66 |  | BR102200410
KVK2-V-2.0 600x75 RAL 9010 | comfort two rows adjust. grilles for circular duct |  |  | 55.81 |  | BR102200090
KVK2-V-2.0 600x100 RAL 9010 | comfort two rows adjust. grilles for circular duct |  |  | 57.45 |  | BR102200210
KVK2-V-2.0 600x150 RAL 9010 | comfort two rows adjust. grilles for circular duct |  |  | 61.68 |  | BR102200330
KVK2-V-2.0 600x200 RAL 9010 | comfort two rows adjust. grilles for circular duct |  |  | 70.92 |  | BR102200430
KVK2-V-2.0 800x75 RAL 9010 | comfort two rows adjust. grilles for circular duct |  |  | 58.67 |  | BR102200110
KVK2-V-2.0 800x100 RAL 9010 | comfort two rows adjust. grilles for circular duct |  |  | 60.5 |  | BR102200230
KVK2-V-2.0 800x150 RAL 9010 | comfort two rows adjust. grilles for circular duct |  |  | 70.69 |  | BR102200350
KVK2-V-2.0 800x200 RAL 9010 | comfort two rows adjust. grilles for circular duct |  |  | 86.32 |  | BR102200450
KVK2-V-2.0 1000x100 RAL 9010 | comfort two rows adjust. grilles for circular duct |  |  | 65.48 |  | BR102200250
KVK2-V-2.0 1000x150 RAL 9010 | comfort two rows adjust. grilles for circular duct |  |  | 78.11 |  | BR102200370
KVK2-V-2.0 1000x200 RAL 9010 | comfort two rows adjust. grilles for circular duct |  |  | 111.48 |  | BR102200470
Accessories
OT | openable regulation dampers
R1 | regulation dampers
R2 | regulation dampers
Linear diffusers
LSD-A 10 1-800 | linear diffuser with droplet deflector |  |  | 40.23 |  | BR309100110
LSD-A 10 1-1000 | linear diffuser with droplet deflector |  |  | on request
LSD-A 10 1-1500 | linear diffuser with droplet deflector |  |  | on request
LSD-A 10 1-2000 | linear diffuser with droplet deflector |  |  | 68.3 |  | BR309100140
LSD-A 10 2-800 | linear diffuser with droplet deflector |  |  | 53.28 |  | BR309100210
LSD-A 10 2-1000 | linear diffuser with droplet deflector |  |  | 59.85 |  | BR309100220
LSD-A 10 2-1500 | linear diffuser with droplet deflector |  |  | 77.73 |  | BR309100230
LSD-A 10 2-2000 | linear diffuser with droplet deflector |  |  | 95.38 |  | BR309100240
LSD-A 10 3-800 | linear diffuser with droplet deflector |  |  | on request
LSD-A 10 3-1000 | linear diffuser with droplet deflector |  |  | 74.82 |  | BR309100320
LSD-A 10 3-1500 | linear diffuser with droplet deflector |  |  | 97.26 |  | BR309100330
LSD-A 10 3-2000 | linear diffuser with droplet deflector |  |  | on request
LSD-A 10 4-800 | linear diffuser with droplet deflector |  |  | 79.61 |  | BR309100410
LSD-A 10 4-1000 | linear diffuser with droplet deflector |  |  | 90.78 |  | BR309100420
LSD-A 10 4-1500 | linear diffuser with droplet deflector |  |  | 118.71 |  | BR309100430
LSD-A 10 4-2000 | linear diffuser with droplet deflector |  |  | on request
LSD-A 20 1-800 | linear diffuser with droplet deflector |  |  | 44.97 |  | BR309200110
LSD-A 20 1-1000 | linear diffuser with droplet deflector |  |  | 50.51 |  | BR309200120
LSD-A 20 1-1500 | linear diffuser with droplet deflector |  |  | 64.49 |  | BR309200130
LSD-A 20 1-2000 | linear diffuser with droplet deflector |  |  | 78.58 |  | BR309200140
LSD-A 20 2-800 | linear diffuser with droplet deflector |  |  | on request
LSD-A 20 2-1000 | linear diffuser with droplet deflector |  |  | on request
LSD-A 20 2-1500 | linear diffuser with droplet deflector |  |  | on request
LSD-A 20 2-2000 | linear diffuser with droplet deflector |  |  | on request
LSD-A 20 3-800 | linear diffuser with droplet deflector |  |  | on request
LSD-A 20 3-1000 | linear diffuser with droplet deflector |  |  | 90.78 |  | BR309200320
LSD-A 20 3-1500 | linear diffuser with droplet deflector |  |  | on request
LSD-A 20 3-2000 | linear diffuser with droplet deflector |  |  | 150.63 |  | BR309200340
LSD-A 20 4-800 | linear diffuser with droplet deflector |  |  | 109.51 |  | BR309200410
LSD-A 20 4-1000 | linear diffuser with droplet deflector |  |  | on request
LSD-A 20 4-1500 | linear diffuser with droplet deflector |  |  | on request
LSD-A 20 4-2000 | linear diffuser with droplet deflector |  |  | on request
LSD-A 30 1-800 | linear diffuser with droplet deflector |  |  | 47.83 |  | BR309300110
LSD-A 30 1-1000 | linear diffuser with droplet deflector |  |  | 54.31 |  | BR309300120
LSD-A 30 1-1500 | linear diffuser with droplet deflector |  |  | 69.19 |  | BR309300130
LSD-A 30 1-2000 | linear diffuser with droplet deflector |  |  | on request
LSD-A 30 2-800 | linear diffuser with droplet deflector |  |  | on request
LSD-A 30 2-1000 | linear diffuser with droplet deflector |  |  | 78.58 |  | BR309300220
LSD-A 30 2-1500 | linear diffuser with droplet deflector |  |  | 101.06 |  | BR309300230
LSD-A 30 2-2000 | linear diffuser with droplet deflector |  |  | on request
LSD-A 30 3-800 | linear diffuser with droplet deflector |  |  | on request
LSD-A 30 3-1000 | linear diffuser with droplet deflector |  |  | 101.9 |  | BR309300320
LSD-A 30 3-1500 | linear diffuser with droplet deflector |  |  | on request
LSD-A 30 3-2000 | linear diffuser with droplet deflector |  |  | on request
LSD-A 30 4-800 | linear diffuser with droplet deflector |  |  | on request
LSD-A 30 4-1000 | linear diffuser with droplet deflector |  |  | 125.37 |  | BR309300420
LSD-A 30 4-1500 | linear diffuser with droplet deflector |  |  | on request
LSD-A 30 4-2000 | linear diffuser with droplet deflector |  |  | on request
LSD-A 40 1-800 | linear diffuser with droplet deflector |  |  | 53.28 |  | BR309400110
LSD-A 40 1-1000 | linear diffuser with droplet deflector |  |  | on request
LSD-A 40 1-1500 | linear diffuser with droplet deflector |  |  | 76.7 |  | BR309400130
LSD-A 40 1-2000 | linear diffuser with droplet deflector |  |  | on request
LSD-A 40 2-800 | linear diffuser with droplet deflector |  |  | on request
LSD-A 40 2-1000 | linear diffuser with droplet deflector |  |  | 89.79 |  | BR309400220
LSD-A 40 2-1500 | linear diffuser with droplet deflector |  |  | 115.14 |  | BR309400230
LSD-A 40 2-2000 | linear diffuser with droplet deflector |  |  | 144.01 |  | BR309400240
LSD-A 40 3-800 | linear diffuser with droplet deflector |  |  | on request
LSD-A 40 3-1000 | linear diffuser with droplet deflector |  |  | on request
LSD-A 40 3-1500 | linear diffuser with droplet deflector |  |  | on request
LSD-A 40 3-2000 | linear diffuser with droplet deflector |  |  | on request
LSD-A 40 4-800 | linear diffuser with droplet deflector |  |  | on request
LSD-A 40 4-1000 | linear diffuser with droplet deflector |  |  | on request
LSD-A 40 4-1500 | linear diffuser with droplet deflector |  |  | on request
LSD-A 40 4-2000 | linear diffuser with droplet deflector |  |  | on request
LSD-A 50 1-800 | linear diffuser with droplet deflector |  |  | on request
LSD-A 50 1-1000 | linear diffuser with droplet deflector |  |  | on request
LSD-A 50 1-1500 | linear diffuser with droplet deflector |  |  | on request
LSD-A 50 1-2000 | linear diffuser with droplet deflector |  |  | on request
LSD-A 50 2-800 | linear diffuser with droplet deflector |  |  | 89.79 |  | BR309500210
LSD-A 50 2-1000 | linear diffuser with droplet deflector |  |  | on request
LSD-A 50 2-1500 | linear diffuser with droplet deflector |  |  | on request
LSD-A 50 2-2000 | linear diffuser with droplet deflector |  |  | on request
LSD-A 50 3-800 | linear diffuser with droplet deflector |  |  | 120.68 |  | BR309500310
LSD-A 50 3-1000 | linear diffuser with droplet deflector |  |  | 138.38 |  | BR309500320
LSD-A 50 3-1500 | linear diffuser with droplet deflector |  |  | on request
LSD-A 50 3-2000 | linear diffuser with droplet deflector |  |  | on request
LSD-A 50 4-800 | linear diffuser with droplet deflector |  |  | 150.63 |  | BR309500410
LSD-A 50 4-1000 | linear diffuser with droplet deflector |  |  | 174.85 |  | BR309500420
LSD-A 50 4-1500 | linear diffuser with droplet deflector |  |  | on request
LSD-A 50 4-2000 | linear diffuser with droplet deflector |  |  | on request
LSD 90 1 | kit for rectangular linear diffusers connection LSD-A |  |  | 73.88 |  | BR309700010
LSD 90 2 | kit for rectangular linear diffusers connection LSD-A |  |  | 97.16 |  | BR309700020
LSD 90 3 | kit for rectangular linear diffusers connection LSD-A |  |  | 122.28 |  | BR309700030
LSD 90 4 | kit for rectangular linear diffusers connection LSD-A |  |  | 145.74 |  | BR309700040
CC | LSD linear diffusers connection kit |  |  | 2.82 |  | BR309800050
LSD-R 10 1-800 | linear diffuser |  |  | on request
LSD-R 10 1-1000 | linear diffuser |  |  | 51.82 |  | BR312100020
LSD-R 10 1-1500 | linear diffuser |  |  | 65.62 |  | BR312100030
LSD-R 10 1-2000 | linear diffuser |  |  | on request
LSD-R 10 2-800 | linear diffuser |  |  | 61.4 |  | BR312100110
LSD-R 10 2-1000 | linear diffuser |  |  | 68.91 |  | BR312100120
LSD-R 10 2-1500 | linear diffuser |  |  | on request
LSD-R 10 2-2000 | linear diffuser |  |  | 109.79 |  | BR312100140
LSD-R 10 3-800 | linear diffuser |  |  | on request
LSD-R 10 3-1000 | linear diffuser |  |  | on request
LSD-R 10 3-1500 | linear diffuser |  |  | on request
LSD-R 10 3-2000 | linear diffuser |  |  | on request
LSD-R 10 4-800 | linear diffuser |  |  | on request
LSD-R 10 4-1000 | linear diffuser |  |  | on request
LSD-R 10 4-1500 | linear diffuser |  |  | on request
LSD-R 10 4-2000 | linear diffuser |  |  | on request
LSD-R 20 1-800 | linear diffuser with rotary deflector |  |  | on request
LSD-R 20 1-1000 | linear diffuser with rotary deflector |  |  | 58.16 |  | BR312101020
LSD-R 20 1-1500 | linear diffuser with rotary deflector |  |  | on request
LSD-R 20 1-2000 | linear diffuser with rotary deflector |  |  | on request
LSD-R 20 2-800 | linear diffuser with rotary deflector |  |  | 70.08 |  | BR312101110
LSD-R 20 2-1000 | linear diffuser with rotary deflector |  |  | 82.94 |  | BR312101120
LSD-R 20 2-1500 | linear diffuser with rotary deflector |  |  | 106.55 |  | BR312101130
LSD-R 20 2-2000 | linear diffuser with rotary deflector |  |  | 126.83 |  | BR312101140
LSD-R 20 3-800 | linear diffuser with rotary deflector |  |  | on request
LSD-R 20 3-1000 | linear diffuser with rotary deflector |  |  | on request
LSD-R 20 3-1500 | linear diffuser with rotary deflector |  |  | 138.89 |  | BR312101230
LSD-R 20 3-2000 | linear diffuser with rotary deflector |  |  | on request
LSD-R 20 4-800 | linear diffuser with rotary deflector |  |  | on request
LSD-R 20 4-1000 | linear diffuser with rotary deflector |  |  | 132.51 |  | BR312101320
LSD-R 20 4-1500 | linear diffuser with rotary deflector |  |  | 170.25 |  | BR312101330
LSD-R 20 4-2000 | linear diffuser with rotary deflector
CC | LSD linear diffusers connection kit |  |  | 2.82 |  | BR309800050
Floor grille
DSA-150 | round floor grille | o |  | 119.6 |  | BR152200010
DSA-150 PLENUM | PLENUM box for DSA-150 |  |  | 64.87 |  | KO118100020
DSA-200 | round floor grille | o |  | 136.26 |  | BR152200020
DSA-200 PLENUM | PLENUM box for DSA-200 |  |  | 81.25 |  | KO118100040
Industrial one row adjustable grilles - other design on request
wall frames and regulations see below
VPE-H-1.0 200x100 | industrial one row adjustable grille, transp. elox |  |  | 13.24 |  | BR130101010
VPE-H-1.0 200x100 RAL 7035 | industrial one row adjustable grille, RAL 7035 |  |  | 13.24 |  | BR132101010
VPE-H-1.0 200x100 RAL 9010 | industrial one row adjustable grille, RAL 9010 |  |  | 13.24 |  | BR131101010
VPE-H-1.0 200x150 | industrial one row adjustable grille, transp. elox |  |  | 14.18 |  | BR130101170
VPE-H-1.0 200x150 RAL 7035 | industrial one row adjustable grille, RAL 7035 |  |  | 14.18 |  | BR132101170
VPE-H-1.0 200x150 RAL 9010 | industrial one row adjustable grille, RAL 9010 |  |  | 14.18 |  | BR131101170
VPE-H-1.0 300x100 | industrial one row adjustable grille, transp. elox |  |  | 14.18 |  | BR130101030
VPE-H-1.0 300x100 RAL 7035 | industrial one row adjustable grille, RAL 7035 |  |  | 14.18 |  | BR132101030
VPE-H-1.0 300x100 RAL 9010 | industrial one row adjustable grille, RAL 9010 |  |  | 14.18 |  | BR131101030
VPE-H-1.0 300x150 | industrial one row adjustable grille, transp. elox |  |  | 16.8 |  | BR130101190
VPE-H-1.0 300x150 RAL 7035 | industrial one row adjustable grille, RAL 7035 |  |  | 16.8 |  | BR132101190
VPE-H-1.0 300x150 RAL 9010 | industrial one row adjustable grille, RAL 9010 |  |  | 16.8 |  | BR131101190
VPE-H-1.0 300x200 | industrial one row adjustable grille, transp. elox |  |  | 19.43 |  | BR130101330
VPE-H-1.0 300x200 RAL 7035 | industrial one row adjustable grille, RAL 7035 |  |  | 19.43 |  | BR132101330
VPE-H-1.0 300x200 RAL 9010 | industrial one row adjustable grille, RAL 9010 |  |  | 19.43 |  | BR131101330
VPE-H-1.0 400x100 | industrial one row adjustable grille, transp. elox |  |  | 15.07 |  | BR130101050
VPE-H-1.0 400x100 RAL 7035 | industrial one row adjustable grille, RAL 7035 |  |  | 15.07 |  | BR132101050
VPE-H-1.0 400x100 RAL 9010 | industrial one row adjustable grille, RAL 9010 |  |  | 15.07 |  | BR131101050
VPE-H-1.0 400x150 | industrial one row adjustable grille, transp. elox |  |  | 19.43 |  | BR130101210
VPE-H-1.0 400x150 RAL 7035 | industrial one row adjustable grille, RAL 7035 |  |  | 19.43 |  | BR132101210
VPE-H-1.0 400x150 RAL 9010 | industrial one row adjustable grille, RAL 9010 |  |  | 19.43 |  | BR131101210
VPE-H-1.0 400x200 | industrial one row adjustable grille, transp. elox |  |  | 21.26 |  | BR130101350
VPE-H-1.0 400x200 RAL 7035 | industrial one row adjustable grille, RAL 7035 |  |  | 21.26 |  | BR132101350
VPE-H-1.0 400x200 RAL 9010 | industrial one row adjustable grille, RAL 9010 |  |  | 21.26 |  | BR131101350
VPE-H-1.0 400x300 | industrial one row adjustable grille, transp. elox |  |  | 27.37 |  | BR130101470
VPE-H-1.0 400x300 RAL 7035 | industrial one row adjustable grille, RAL 7035 |  |  | 27.37 |  | BR132101470
VPE-H-1.0 400x300 RAL 9010 | industrial one row adjustable grille, RAL 9010 |  |  | 27.37 |  | BR131101470
VPE-H-1.0 500x100 | industrial one row adjustable grille, transp. elox |  |  | 17.7 |  | BR130101070
VPE-H-1.0 500x100 RAL 7035 | industrial one row adjustable grille, RAL 7035 |  |  | 17.7 |  | BR132101070
VPE-H-1.0 500x100 RAL 9010 | industrial one row adjustable grille, RAL 9010 |  |  | 17.7 |  | BR131101070
VPE-H-1.0 500x150 | industrial one row adjustable grille, transp. elox |  |  | 20.37 |  | BR130101230
VPE-H-1.0 500x150 RAL 7035 | industrial one row adjustable grille, RAL 7035 |  |  | 20.37 |  | BR132101230
VPE-H-1.0 500x150 RAL 9010 | industrial one row adjustable grille, RAL 9010 |  |  | 20.37 |  | BR131101230
VPE-H-1.0 500x200 | industrial one row adjustable grille, transp. elox | o |  | 23.84 |  | BR130101370
VPE-H-1.0 500x200 RAL 7035 | industrial one row adjustable grille, RAL 7035 |  |  | 23.84 |  | BR132101370
VPE-H-1.0 500x200 RAL 9010 | industrial one row adjustable grille, RAL 9010 |  |  | 23.84 |  | BR131101370
VPE-H-1.0 500x300 | industrial one row adjustable grille, transp. elox |  |  | 30.84 |  | BR130101490
VPE-H-1.0 500x300 RAL 7035 | industrial one row adjustable grille, RAL 7035 |  |  | 30.84 |  | BR132101490
VPE-H-1.0 500x300 RAL 9010 | industrial one row adjustable grille, RAL 9010 |  |  | 30.84 |  | BR131101490
VPE-H-1.0 500x400 | industrial one row adjustable grille, transp. elox |  |  | 33.56 |  | BR130101590
VPE-H-1.0 500x400 RAL 7035 | industrial one row adjustable grille, RAL 7035 |  |  | 33.56 |  | BR132101590
VPE-H-1.0 500x400 RAL 9010 | industrial one row adjustable grille, RAL 9010 |  |  | 33.56 |  | BR131101590
VPE-H-1.0 600x100 | industrial one row adjustable grille, transp. elox |  |  | 21.4 |  | BR130101090
VPE-H-1.0 600x100 RAL 7035 | industrial one row adjustable grille, RAL 7035 |  |  | 21.4 |  | BR132101090
VPE-H-1.0 600x100 RAL 9010 | industrial one row adjustable grille, RAL 9010 |  |  | 21.4 |  | BR131101090
VPE-H-1.0 600x150 | industrial one row adjustable grille, transp. elox |  |  | 22.06 |  | BR130101250
VPE-H-1.0 600x150 RAL 7035 | industrial one row adjustable grille, RAL 7035 |  |  | 22.06 |  | BR132101250
VPE-H-1.0 600x150 RAL 9010 | industrial one row adjustable grille, RAL 9010 |  |  | 22.06 |  | BR131101250
VPE-H-1.0 600x200 | industrial one row adjustable grille, transp. elox |  |  | 27.37 |  | BR130101390
VPE-H-1.0 600x200 RAL 7035 | industrial one row adjustable grille, RAL 7035 |  |  | 27.37 |  | BR132101390
VPE-H-1.0 600x200 RAL 9010 | industrial one row adjustable grille, RAL 9010 |  |  | 27.37 |  | BR131101390
VPE-H-1.0 600x300 | industrial one row adjustable grille, transp. elox |  |  | 33.56 |  | BR130101510
VPE-H-1.0 600x300 RAL 7035 | industrial one row adjustable grille, RAL 7035 |  |  | 33.56 |  | BR132101510
VPE-H-1.0 600x300 RAL 9010 | industrial one row adjustable grille, RAL 9010 |  |  | 33.56 |  | BR131101510
VPE-H-1.0 600x400 | industrial one row adjustable grille, transp. elox |  |  | 42.39 |  | BR130101610
VPE-H-1.0 600x400 RAL 7035 | industrial one row adjustable grille, RAL 7035 |  |  | 42.39 |  | BR132101610
VPE-H-1.0 600x400 RAL 9010 | industrial one row adjustable grille, RAL 9010 |  |  | 42.39 |  | BR131101610
VPE-H-1.0 600x500 | industrial one row adjustable grille, transp. elox |  |  | 49.38 |  | BR130101690
VPE-H-1.0 600x500 RAL 7035 | industrial one row adjustable grille, RAL 7035 |  |  | 49.38 |  | BR132101690
VPE-H-1.0 600x500 RAL 9010 | industrial one row adjustable grille, RAL 9010 |  |  | 49.38 |  | BR131101690
VPE-H-1.0 700x100 | industrial one row adjustable grille, transp. elox |  |  | 22.34 |  | BR130101110
VPE-H-1.0 700x100 RAL 7035 | industrial one row adjustable grille, RAL 7035 |  |  | 22.34 |  | BR132101110
VPE-H-1.0 700x100 RAL 9010 | industrial one row adjustable grille, RAL 9010 |  |  | 22.34 |  | BR131101110
VPE-H-1.0 700x150 | industrial one row adjustable grille, transp. elox |  |  | 23.84 |  | BR130101270
VPE-H-1.0 700x150 RAL 7035 | industrial one row adjustable grille, RAL 7035 |  |  | 23.84 |  | BR132101270
VPE-H-1.0 700x150 RAL 9010 | industrial one row adjustable grille, RAL 9010 |  |  | 23.84 |  | BR131101270
VPE-H-1.0 700x200 | industrial one row adjustable grille, transp. elox |  |  | 29.2 |  | BR130101410
VPE-H-1.0 700x200 RAL 7035 | industrial one row adjustable grille, RAL 7035 |  |  | 29.2 |  | BR132101410
VPE-H-1.0 700x200 RAL 9010 | industrial one row adjustable grille, RAL 9010 |  |  | 29.2 |  | BR131101410
VPE-H-1.0 700x300 | industrial one row adjustable grille, transp. elox |  |  | 38.02 |  | BR130101530
VPE-H-1.0 700x300 RAL 7035 | industrial one row adjustable grille, RAL 7035 |  |  | 38.02 |  | BR132101530
VPE-H-1.0 700x300 RAL 9010 | industrial one row adjustable grille, RAL 9010 |  |  | 38.02 |  | BR131101530
VPE-H-1.0 700x400 | industrial one row adjustable grille, transp. elox |  |  | 47.31 |  | BR130101630
VPE-H-1.0 700x400 RAL 7035 | industrial one row adjustable grille, RAL 7035 |  |  | 47.31 |  | BR132101630
VPE-H-1.0 700x400 RAL 9010 | industrial one row adjustable grille, RAL 9010 |  |  | 47.31 |  | BR131101630
VPE-H-1.0 800x100 | industrial one row adjustable grille, transp. elox |  |  | 23.38 |  | BR130101130
VPE-H-1.0 800x100 RAL 7035 | industrial one row adjustable grille, RAL 7035 |  |  | 23.38 |  | BR132101130
VPE-H-1.0 800x100 RAL 9010 | industrial one row adjustable grille, RAL 9010 |  |  | 23.38 |  | BR131101130
VPE-H-1.0 800x150 | industrial one row adjustable grille, transp. elox |  |  | 25.68 |  | BR130101290
VPE-H-1.0 800x150 RAL 7035 | industrial one row adjustable grille, RAL 7035 |  |  | 25.68 |  | BR132101290
VPE-H-1.0 800x150 RAL 9010 | industrial one row adjustable grille, RAL 9010 |  |  | 25.68 |  | BR131101290
VPE-H-1.0 800x200 | industrial one row adjustable grille, transp. elox |  |  | 30.84 |  | BR130101430
VPE-H-1.0 800x200 RAL 7035 | industrial one row adjustable grille, RAL 7035 |  |  | 30.84 |  | BR132101430
VPE-H-1.0 800x200 RAL 9010 | industrial one row adjustable grille, RAL 9010 |  |  | 30.84 |  | BR131101430
VPE-H-1.0 800x300 | industrial one row adjustable grille, transp. elox |  |  | 42.39 |  | BR130101550
VPE-H-1.0 800x300 RAL 7035 | industrial one row adjustable grille, RAL 7035 |  |  | 42.39 |  | BR132101550
VPE-H-1.0 800x300 RAL 9010 | industrial one row adjustable grille, RAL 9010 |  |  | 42.39 |  | BR131101550
VPE-H-1.0 800x400 | industrial one row adjustable grille, transp. elox |  |  | 52.01 |  | BR130101650
VPE-H-1.0 800x400 RAL 7035 | industrial one row adjustable grille, RAL 7035 |  |  | 52.01 |  | BR132101650
VPE-H-1.0 800x400 RAL 9010 | industrial one row adjustable grille, RAL 9010 |  |  | 52.01 |  | BR131101650
VPE-H-1.0 800x500 | industrial one row adjustable grille, transp. elox |  |  | 65.86 |  | BR130101710
VPE-H-1.0 800x500 RAL 7035 | industrial one row adjustable grille, RAL 7035 |  |  | 65.86 |  | BR132101710
VPE-H-1.0 800x500 RAL 9010 | industrial one row adjustable grille, RAL 9010 |  |  | 65.86 |  | BR131101710
VPE-H-1.0 1000x100 | industrial one row adjustable grille, transp. elox |  |  | 26.24 |  | BR130101150
VPE-H-1.0 1000x100 RAL 7035 | industrial one row adjustable grille, RAL 7035 |  |  | 26.24 |  | BR132101150
VPE-H-1.0 1000x100 RAL 9010 | industrial one row adjustable grille, RAL 9010 |  |  | 26.24 |  | BR131101150
VPE-H-1.0 1000x150 | industrial one row adjustable grille, transp. elox |  |  | 30.84 |  | BR130101310
VPE-H-1.0 1000x150 RAL 7035 | industrial one row adjustable grille, RAL 7035 |  |  | 30.84 |  | BR132101310
VPE-H-1.0 1000x150 RAL 9010 | industrial one row adjustable grille, RAL 9010 |  |  | 30.84 |  | BR131101310
VPE-H-1.0 1000x200 | industrial one row adjustable grille, transp. elox |  |  | 33.56 |  | BR130101450
VPE-H-1.0 1000x200 RAL 7035 | industrial one row adjustable grille, RAL 7035 |  |  | 33.56 |  | BR132101450
VPE-H-1.0 1000x200 RAL 9010 | industrial one row adjustable grille, RAL 9010 |  |  | 33.56 |  | BR131101450
VPE-H-1.0 1000x300 | industrial one row adjustable grille, transp. elox |  |  | 49.38 |  | BR130101570
VPE-H-1.0 1000x300 RAL 7035 | industrial one row adjustable grille, RAL 7035 |  |  | 49.38 |  | BR132101570
VPE-H-1.0 1000x300 RAL 9010 | industrial one row adjustable grille, RAL 9010 |  |  | 49.38 |  | BR131101570
VPE-H-1.0 1000x400 | industrial one row adjustable grille, transp. elox |  |  | 65.86 |  | BR130101670
VPE-H-1.0 1000x400 RAL 7035 | industrial one row adjustable grille, RAL 7035 |  |  | 65.86 |  | BR132101670
VPE-H-1.0 1000x400 RAL 9010 | industrial one row adjustable grille, RAL 9010 |  |  | 65.86 |  | BR131101670
VPE-H-1.0 1000x500 | industrial one row adjustable grille, transp. elox |  |  | 82.24 |  | BR130101730
VPE-H-1.0 1000x500 RAL 7035 | industrial one row adjustable grille, RAL 7035 |  |  | 82.24 |  | BR132101730
VPE-H-1.0 1000x500 RAL 9010 | industrial one row adjustable grille, RAL 9010 |  |  | 82.24 |  | BR131101730
VPE-V-1.0 200x100 | industrial one row adjustable grille, transp. elox |  |  | 13.24 |  | BR130100010
VPE-V-1.0 200x100 RAL 7035 | industrial one row adjustable grille, RAL 7035 |  |  | 13.24 |  | BR132100010
VPE-V-1.0 200x100 RAL 9010 | industrial one row adjustable grille, RAL 9010 |  |  | 13.24 |  | BR131100010
VPE-V-1.0 200x150 | industrial one row adjustable grille, transp. elox |  |  | 14.18 |  | BR130100170
VPE-V-1.0 200x150 RAL 7035 | industrial one row adjustable grille, RAL 7035 |  |  | 14.18 |  | BR132100170
VPE-V-1.0 200x150 RAL 9010 | industrial one row adjustable grille, RAL 9010 |  |  | 14.18 |  | BR131100170
VPE-V-1.0 300x100 | industrial one row adjustable grille, transp. elox |  |  | 14.18 |  | BR130100030
VPE-V-1.0 300x100 RAL 7035 | industrial one row adjustable grille, RAL 7035 |  |  | 14.18 |  | BR132100030
VPE-V-1.0 300x100 RAL 9010 | industrial one row adjustable grille, RAL 9010 |  |  | 14.18 |  | BR131100030
VPE-V-1.0 300x150 | industrial one row adjustable grille, transp. elox |  |  | 16.8 |  | BR130100190
VPE-V-1.0 300x150 RAL 7035 | industrial one row adjustable grille, RAL 7035 |  |  | 16.8 |  | BR132100190
VPE-V-1.0 300x150 RAL 9010 | industrial one row adjustable grille, RAL 9010 |  |  | 16.8 |  | BR131100190
VPE-V-1.0 300x200 | industrial one row adjustable grille, transp. elox |  |  | 19.43 |  | BR130100330
VPE-V-1.0 300x200 RAL 7035 | industrial one row adjustable grille, RAL 7035 |  |  | 19.43 |  | BR132100330
VPE-V-1.0 300x200 RAL 9010 | industrial one row adjustable grille, RAL 9010 |  |  | 19.43 |  | BR131100330
VPE-V-1.0 400x100 | industrial one row adjustable grille, transp. elox |  |  | 15.07 |  | BR130100050
VPE-V-1.0 400x100 RAL 7035 | industrial one row adjustable grille, RAL 7035 |  |  | 15.07 |  | BR132100050
VPE-V-1.0 400x100 RAL 9010 | industrial one row adjustable grille, RAL 9010 |  |  | 15.07 |  | BR131100050
VPE-V-1.0 400x150 | industrial one row adjustable grille, transp. elox |  |  | 19.43 |  | BR130100210
VPE-V-1.0 400x150 RAL 7035 | industrial one row adjustable grille, RAL 7035 |  |  | 19.43 |  | BR132100210
VPE-V-1.0 400x150 RAL 9010 | industrial one row adjustable grille, RAL 9010 |  |  | 19.43 |  | BR131100210
VPE-V-1.0 400x200 | industrial one row adjustable grille, transp. elox |  |  | 21.26 |  | BR130100350
VPE-V-1.0 400x200 RAL 7035 | industrial one row adjustable grille, RAL 7035 |  |  | 21.26 |  | BR132100350
VPE-V-1.0 400x200 RAL 9010 | industrial one row adjustable grille, RAL 9010 |  |  | 21.26 |  | BR131100350
VPE-V-1.0 400x300 | industrial one row adjustable grille, transp. elox |  |  | 27.37 |  | BR130100470
VPE-V-1.0 400x300 RAL 7035 | industrial one row adjustable grille, RAL 7035 |  |  | 27.37 |  | BR132100470
VPE-V-1.0 400x300 RAL 9010 | industrial one row adjustable grille, RAL 9010 |  |  | 27.37 |  | BR131100470
VPE-V-1.0 500x100 | industrial one row adjustable grille, transp. elox |  |  | 17.7 |  | BR130100070
VPE-V-1.0 500x100 RAL 7035 | industrial one row adjustable grille, RAL 7035 |  |  | 17.7 |  | BR132100070
VPE-V-1.0 500x100 RAL 9010 | industrial one row adjustable grille, RAL 9010 |  |  | 17.7 |  | BR131100070
VPE-V-1.0 500x150 | industrial one row adjustable grille, transp. elox |  |  | 20.37 |  | BR130100230
VPE-V-1.0 500x150 RAL 7035 | industrial one row adjustable grille, RAL 7035 |  |  | 20.37 |  | BR132100230
VPE-V-1.0 500x150 RAL 9010 | industrial one row adjustable grille, RAL 9010 |  |  | 20.37 |  | BR131100230
VPE-V-1.0 500x200 | industrial one row adjustable grille, transp. elox |  |  | 23.84 |  | BR130100370
VPE-V-1.0 500x200 RAL 7035 | industrial one row adjustable grille, RAL 7035 |  |  | 23.84 |  | BR132100370
VPE-V-1.0 500x200 RAL 9010 | industrial one row adjustable grille, RAL 9010 |  |  | 23.84 |  | BR131100370
VPE-V-1.0 500x300 | industrial one row adjustable grille, transp. elox |  |  | 30.84 |  | BR130100490
VPE-V-1.0 500x300 RAL 7035 | industrial one row adjustable grille, RAL 7035 |  |  | 30.84 |  | BR132100490
VPE-V-1.0 500x300 RAL 9010 | industrial one row adjustable grille, RAL 9010 |  |  | 30.84 |  | BR131100490
VPE-V-1.0 500x400 | industrial one row adjustable grille, transp. elox |  |  | 33.56 |  | BR130100590
VPE-V-1.0 500x400 RAL 7035 | industrial one row adjustable grille, RAL 7035 |  |  | 33.56 |  | BR132100590
VPE-V-1.0 500x400 RAL 9010 | industrial one row adjustable grille, RAL 9010 |  |  | 33.56 |  | BR131100590
VPE-V-1.0 600x100 | industrial one row adjustable grille, transp. elox |  |  | 21.4 |  | BR130100090
VPE-V-1.0 600x100 RAL 7035 | industrial one row adjustable grille, RAL 7035 |  |  | 21.4 |  | BR132100090
VPE-V-1.0 600x100 RAL 9010 | industrial one row adjustable grille, RAL 9010 |  |  | 21.4 |  | BR131100090
VPE-V-1.0 600x150 | industrial one row adjustable grille, transp. elox |  |  | 22.06 |  | BR130100250
VPE-V-1.0 600x150 RAL 7035 | industrial one row adjustable grille, RAL 7035 |  |  | 22.06 |  | BR132100250
VPE-V-1.0 600x150 RAL 9010 | industrial one row adjustable grille, RAL 9010 |  |  | 22.06 |  | BR131100250
VPE-V-1.0 600x200 | industrial one row adjustable grille, transp. elox |  |  | 27.37 |  | BR130100390
VPE-V-1.0 600x200 RAL 7035 | industrial one row adjustable grille, RAL 7035 |  |  | 27.37 |  | BR132100390
VPE-V-1.0 600x200 RAL 9010 | industrial one row adjustable grille, RAL 9010 |  |  | 27.37 |  | BR131100390
VPE-V-1.0 600x300 | industrial one row adjustable grille, transp. elox |  |  | 33.56 |  | BR130100510
VPE-V-1.0 600x300 RAL 7035 | industrial one row adjustable grille, RAL 7035 |  |  | 33.56 |  | BR132100510
VPE-V-1.0 600x300 RAL 9010 | industrial one row adjustable grille, RAL 9010 |  |  | 33.56 |  | BR131100510
VPE-V-1.0 600x400 | industrial one row adjustable grille, transp. elox |  |  | 42.39 |  | BR130100610
VPE-V-1.0 600x400 RAL 7035 | industrial one row adjustable grille, RAL 7035 |  |  | 42.39 |  | BR132100610
VPE-V-1.0 600x400 RAL 9010 | industrial one row adjustable grille, RAL 9010 |  |  | 42.39 |  | BR131100610
VPE-V-1.0 600x500 | industrial one row adjustable grille, transp. elox |  |  | 49.38 |  | BR130100690
VPE-V-1.0 600x500 RAL 7035 | industrial one row adjustable grille, RAL 7035 |  |  | 49.38 |  | BR132100690
VPE-V-1.0 600x500 RAL 9010 | industrial one row adjustable grille, RAL 9010 |  |  | 49.38 |  | BR131100690
VPE-V-1.0 700x100 | industrial one row adjustable grille, transp. elox |  |  | 22.34 |  | BR130100110
VPE-V-1.0 700x100 RAL 7035 | industrial one row adjustable grille, RAL 7035 |  |  | 22.34 |  | BR132100110
VPE-V-1.0 700x100 RAL 9010 | industrial one row adjustable grille, RAL 9010 |  |  | 22.34 |  | BR131100110
VPE-V-1.0 700x150 | industrial one row adjustable grille, transp. elox |  |  | 23.84 |  | BR130100270
VPE-V-1.0 700x150 RAL 7035 | industrial one row adjustable grille, RAL 7035 |  |  | 23.84 |  | BR132100270
VPE-V-1.0 700x150 RAL 9010 | industrial one row adjustable grille, RAL 9010 |  |  | 23.84 |  | BR131100270
VPE-V-1.0 700x200 | industrial one row adjustable grille, transp. elox |  |  | 29.2 |  | BR130100410
VPE-V-1.0 700x200 RAL 7035 | industrial one row adjustable grille, RAL 7035 |  |  | 29.2 |  | BR132100410
VPE-V-1.0 700x200 RAL 9010 | industrial one row adjustable grille, RAL 9010 |  |  | 29.2 |  | BR131100410
VPE-V-1.0 700x300 | industrial one row adjustable grille, transp. elox |  |  | 38.02 |  | BR130100530
VPE-V-1.0 700x300 RAL 7035 | industrial one row adjustable grille, RAL 7035 |  |  | 38.02 |  | BR132100530
VPE-V-1.0 700x300 RAL 9010 | industrial one row adjustable grille, RAL 9010 |  |  | 38.02 |  | BR131100530
VPE-V-1.0 700x400 | industrial one row adjustable grille, transp. elox |  |  | 47.31 |  | BR130100630
VPE-V-1.0 700x400 RAL 7035 | industrial one row adjustable grille, RAL 7035 |  |  | 47.31 |  | BR132100630
VPE-V-1.0 700x400 RAL 9010 | industrial one row adjustable grille, RAL 9010 |  |  | 47.31 |  | BR131100630
VPE-V-1.0 800x100 | industrial one row adjustable grille, transp. elox |  |  | 23.38 |  | BR130100130
VPE-V-1.0 800x100 RAL 7035 | industrial one row adjustable grille, RAL 7035 |  |  | 23.38 |  | BR132100130
VPE-V-1.0 800x100 RAL 9010 | industrial one row adjustable grille, RAL 9010 |  |  | 23.38 |  | BR131100130
VPE-V-1.0 800x150 | industrial one row adjustable grille, transp. elox |  |  | 25.68 |  | BR130100290
VPE-V-1.0 800x150 RAL 7035 | industrial one row adjustable grille, RAL 7035 |  |  | 25.68 |  | BR132100290
VPE-V-1.0 800x150 RAL 9010 | industrial one row adjustable grille, RAL 9010 |  |  | 25.68 |  | BR131100290
VPE-V-1.0 800x200 | industrial one row adjustable grille, transp. elox |  |  | 30.84 |  | BR130100430
VPE-V-1.0 800x200 RAL 7035 | industrial one row adjustable grille, RAL 7035 |  |  | 30.84 |  | BR132100430
VPE-V-1.0 800x200 RAL 9010 | industrial one row adjustable grille, RAL 9010 |  |  | 30.84 |  | BR131100430
VPE-V-1.0 800x300 | industrial one row adjustable grille, transp. elox |  |  | 42.39 |  | BR130100550
VPE-V-1.0 800x300 RAL 7035 | industrial one row adjustable grille, RAL 7035 |  |  | 42.39 |  | BR132100550
VPE-V-1.0 800x300 RAL 9010 | industrial one row adjustable grille, RAL 9010 |  |  | 42.39 |  | BR131100550
VPE-V-1.0 800x400 | industrial one row adjustable grille, transp. elox |  |  | 52.01 |  | BR130100650
VPE-V-1.0 800x400 RAL 7035 | industrial one row adjustable grille, RAL 7035 |  |  | 52.01 |  | BR132100650
VPE-V-1.0 800x400 RAL 9010 | industrial one row adjustable grille, RAL 9010 |  |  | 52.01 |  | BR131100650
VPE-V-1.0 800x500 | industrial one row adjustable grille, transp. elox |  |  | 65.86 |  | BR130100710
VPE-V-1.0 800x500 RAL 7035 | industrial one row adjustable grille, RAL 7035 |  |  | 65.86 |  | BR132100710
VPE-V-1.0 800x500 RAL 9010 | industrial one row adjustable grille, RAL 9010 |  |  | 65.86 |  | BR131100710
VPE-V-1.0 1000x100 | industrial one row adjustable grille, transp. elox |  |  | 26.24 |  | BR130100150
VPE-V-1.0 1000x100 RAL 7035 | industrial one row adjustable grille, RAL 7035 |  |  | 26.24 |  | BR132100150
VPE-V-1.0 1000x100 RAL 9010 | industrial one row adjustable grille, RAL 9010 |  |  | 26.24 |  | BR131100150
VPE-V-1.0 1000x150 | industrial one row adjustable grille, transp. elox |  |  | 30.84 |  | BR130100310
VPE-V-1.0 1000x150 RAL 7035 | industrial one row adjustable grille, RAL 7035 |  |  | 30.84 |  | BR132100310
VPE-V-1.0 1000x150 RAL 9010 | industrial one row adjustable grille, RAL 9010 |  |  | 30.84 |  | BR131100310
VPE-V-1.0 1000x200 | industrial one row adjustable grille, transp. elox |  |  | 33.56 |  | BR130100450
VPE-V-1.0 1000x200 RAL 7035 | industrial one row adjustable grille, RAL 7035 |  |  | 33.56 |  | BR132100450
VPE-V-1.0 1000x200 RAL 9010 | industrial one row adjustable grille, RAL 9010 |  |  | 33.56 |  | BR131100450
VPE-V-1.0 1000x300 | industrial one row adjustable grille, transp. elox |  |  | 49.38 |  | BR130100570
VPE-V-1.0 1000x300 RAL 7035 | industrial one row adjustable grille, RAL 7035 |  |  | 49.38 |  | BR132100570
VPE-V-1.0 1000x300 RAL 9010 | industrial one row adjustable grille, RAL 9010 |  |  | 49.38 |  | BR131100570
VPE-V-1.0 1000x400 | industrial one row adjustable grille, transp. elox |  |  | 65.86 |  | BR130100670
VPE-V-1.0 1000x400 RAL 7035 | industrial one row adjustable grille, RAL 7035 |  |  | 65.86 |  | BR132100670
VPE-V-1.0 1000x400 RAL 9010 | industrial one row adjustable grille, RAL 9010 |  |  | 65.86 |  | BR131100670
VPE-V-1.0 1000x500 | industrial one row adjustable grille, transp. elox |  |  | 82.24 |  | BR130100730
VPE-V-1.0 1000x500 RAL 7035 | industrial one row adjustable grille, RAL 7035 |  |  | 82.24 |  | BR132100730
VPE-V-1.0 1000x500 RAL 9010 | industrial one row adjustable grille, RAL 9010 |  |  | 82.24 |  | BR131100730
Industrial two rows adjustable grilles - other design on request
wall frames and regulations see below
VPE-H-2.0 200x100 | industrial two rows adjustable grille, transp. elox |  |  | 15.91 |  | BR130201010
VPE-H-2.0 200x100 RAL 7035 | industrial two rows adjustable grille, RAL 7035 |  |  | 15.91 |  | BR132201010
VPE-H-2.0 200x100 RAL 9010 | industrial two rows adjustable grille, RAL 9010 |  |  | 15.91 |  | BR131201010
VPE-H-2.0 200x150 | industrial two rows adjustable grille, transp. elox |  |  | 18.63 |  | BR130201170
VPE-H-2.0 200x150 RAL 7035 | industrial two rows adjustable grille, RAL 7035 |  |  | 18.63 |  | BR132201170
VPE-H-2.0 200x150 RAL 9010 | industrial two rows adjustable grille, RAL 9010 |  |  | 18.63 |  | BR131201170
VPE-H-2.0 300x100 | industrial two rows adjustable grille, transp. elox |  |  | 18.63 |  | BR130201030
VPE-H-2.0 300x100 RAL 7035 | industrial two rows adjustable grille, RAL 7035 |  |  | 18.63 |  | BR132201030
VPE-H-2.0 300x100 RAL 9010 | industrial two rows adjustable grille, RAL 9010 |  |  | 18.63 |  | BR131201030
VPE-H-2.0 300x150 | industrial two rows adjustable grille, transp. elox |  |  | 23 |  | BR130201190
VPE-H-2.0 300x150 RAL 7035 | industrial two rows adjustable grille, RAL 7035 |  |  | 23 |  | BR132201190
VPE-H-2.0 300x150 RAL 9010 | industrial two rows adjustable grille, RAL 9010 |  |  | 23 |  | BR131201190
VPE-H-2.0 300x200 | industrial two rows adjustable grille, transp. elox |  |  | 27.37 |  | BR130201330
VPE-H-2.0 300x200 RAL 7035 | industrial two rows adjustable grille, RAL 7035 |  |  | 27.37 |  | BR132201330
VPE-H-2.0 300x200 RAL 9010 | industrial two rows adjustable grille, RAL 9010 |  |  | 27.37 |  | BR131201330
VPE-H-2.0 400x100 | industrial two rows adjustable grille, transp. elox |  |  | 23.42 |  | BR130201050
VPE-H-2.0 400x100 RAL 7035 | industrial two rows adjustable grille, RAL 7035 |  |  | 23.42 |  | BR132201050
VPE-H-2.0 400x100 RAL 9010 | industrial two rows adjustable grille, RAL 9010 |  |  | 23.42 |  | BR131201050
VPE-H-2.0 400x150 | industrial two rows adjustable grille, transp. elox |  |  | 27.37 |  | BR130201210
VPE-H-2.0 400x150 RAL 7035 | industrial two rows adjustable grille, RAL 7035 |  |  | 27.37 |  | BR132201210
VPE-H-2.0 400x150 RAL 9010 | industrial two rows adjustable grille, RAL 9010 |  |  | 27.37 |  | BR131201210
VPE-H-2.0 400x200 | industrial two rows adjustable grille, transp. elox |  |  | 30.84 |  | BR130201350
VPE-H-2.0 400x200 RAL 7035 | industrial two rows adjustable grille, RAL 7035 |  |  | 30.84 |  | BR132201350
VPE-H-2.0 400x200 RAL 9010 | industrial two rows adjustable grille, RAL 9010 |  |  | 30.84 |  | BR131201350
VPE-H-2.0 400x300 | industrial two rows adjustable grille, transp. elox |  |  | 39.76 |  | BR130201470
VPE-H-2.0 400x300 RAL 7035 | industrial two rows adjustable grille, RAL 7035 |  |  | 39.76 |  | BR132201470
VPE-H-2.0 400x300 RAL 9010 | industrial two rows adjustable grille, RAL 9010 |  |  | 39.76 |  | BR131201470
VPE-H-2.0 500x100 | industrial two rows adjustable grille, transp. elox |  |  | 26.47 |  | BR130201070
VPE-H-2.0 500x100 RAL 7035 | industrial two rows adjustable grille, RAL 7035 |  |  | 26.47 |  | BR132201070
VPE-H-2.0 500x100 RAL 9010 | industrial two rows adjustable grille, RAL 9010 |  |  | 26.47 |  | BR131201070
VPE-H-2.0 500x150 | industrial two rows adjustable grille, transp. elox |  |  | 30.09 |  | BR130201230
VPE-H-2.0 500x150 RAL 7035 | industrial two rows adjustable grille, RAL 7035 |  |  | 30.09 |  | BR132201230
VPE-H-2.0 500x150 RAL 9010 | industrial two rows adjustable grille, RAL 9010 |  |  | 30.09 |  | BR131201230
VPE-H-2.0 500x200 | industrial two rows adjustable grille, transp. elox |  |  | 36.19 |  | BR130201370
VPE-H-2.0 500x200 RAL 7035 | industrial two rows adjustable grille, RAL 7035 |  |  | 36.19 |  | BR132201370
VPE-H-2.0 500x200 RAL 9010 | industrial two rows adjustable grille, RAL 9010 |  |  | 36.19 |  | BR131201370
VPE-H-2.0 500x300 | industrial two rows adjustable grille, transp. elox |  |  | 44.12 |  | BR130201490
VPE-H-2.0 500x300 RAL 7035 | industrial two rows adjustable grille, RAL 7035 |  |  | 44.12 |  | BR132201490
VPE-H-2.0 500x300 RAL 9010 | industrial two rows adjustable grille, RAL 9010 |  |  | 44.12 |  | BR131201490
VPE-H-2.0 500x400 | industrial two rows adjustable grille, transp. elox |  |  | 58.25 |  | BR130201590
VPE-H-2.0 500x400 RAL 7035 | industrial two rows adjustable grille, RAL 7035 |  |  | 58.25 |  | BR132201590
VPE-H-2.0 500x400 RAL 9010 | industrial two rows adjustable grille, RAL 9010 |  |  | 58.25 |  | BR131201590
VPE-H-2.0 600x100 | industrial two rows adjustable grille, transp. elox |  |  | 30.18 |  | BR130201090
VPE-H-2.0 600x100 RAL 7035 | industrial two rows adjustable grille, RAL 7035 |  |  | 30.18 |  | BR132201090
VPE-H-2.0 600x100 RAL 9010 | industrial two rows adjustable grille, RAL 9010 |  |  | 30.18 |  | BR131201090
VPE-H-2.0 600x150 | industrial two rows adjustable grille, transp. elox |  |  | 35.39 |  | BR130201250
VPE-H-2.0 600x150 RAL 7035 | industrial two rows adjustable grille, RAL 7035 |  |  | 35.39 |  | BR132201250
VPE-H-2.0 600x150 RAL 9010 | industrial two rows adjustable grille, RAL 9010 |  |  | 35.39 |  | BR131201250
VPE-H-2.0 600x200 | industrial two rows adjustable grille, transp. elox |  |  | 39.76 |  | BR130201390
VPE-H-2.0 600x200 RAL 7035 | industrial two rows adjustable grille, RAL 7035 |  |  | 39.76 |  | BR132201390
VPE-H-2.0 600x200 RAL 9010 | industrial two rows adjustable grille, RAL 9010 |  |  | 39.76 |  | BR131201390
VPE-H-2.0 600x300 | industrial two rows adjustable grille, transp. elox |  |  | 50.32 |  | BR130201510
VPE-H-2.0 600x300 RAL 7035 | industrial two rows adjustable grille, RAL 7035 |  |  | 50.32 |  | BR132201510
VPE-H-2.0 600x300 RAL 9010 | industrial two rows adjustable grille, RAL 9010 |  |  | 50.32 |  | BR131201510
VPE-H-2.0 600x400 | industrial two rows adjustable grille, transp. elox |  |  | 60.83 |  | BR130201610
VPE-H-2.0 600x400 RAL 7035 | industrial two rows adjustable grille, RAL 7035 |  |  | 60.83 |  | BR132201610
VPE-H-2.0 600x400 RAL 9010 | industrial two rows adjustable grille, RAL 9010 |  |  | 60.83 |  | BR131201610
VPE-H-2.0 600x500 | industrial two rows adjustable grille, transp. elox |  |  | 71.49 |  | BR130201690
VPE-H-2.0 600x500 RAL 7035 | industrial two rows adjustable grille, RAL 7035 |  |  | 71.49 |  | BR132201690
VPE-H-2.0 600x500 RAL 9010 | industrial two rows adjustable grille, RAL 9010 |  |  | 71.49 |  | BR131201690
VPE-H-2.0 700x100 | industrial two rows adjustable grille, transp. elox |  |  | 30.6 |  | BR130201110
VPE-H-2.0 700x100 RAL 7035 | industrial two rows adjustable grille, RAL 7035 |  |  | 30.6 |  | BR132201110
VPE-H-2.0 700x100 RAL 9010 | industrial two rows adjustable grille, RAL 9010 |  |  | 30.6 |  | BR131201110
VPE-H-2.0 700x150 | industrial two rows adjustable grille, transp. elox |  |  | 37.64 |  | BR130201270
VPE-H-2.0 700x150 RAL 7035 | industrial two rows adjustable grille, RAL 7035 |  |  | 37.64 |  | BR132201270
VPE-H-2.0 700x150 RAL 9010 | industrial two rows adjustable grille, RAL 9010 |  |  | 37.64 |  | BR131201270
VPE-H-2.0 700x200 | industrial two rows adjustable grille, transp. elox |  |  | 44.12 |  | BR130201410
VPE-H-2.0 700x200 RAL 7035 | industrial two rows adjustable grille, RAL 7035 |  |  | 44.12 |  | BR132201410
VPE-H-2.0 700x200 RAL 9010 | industrial two rows adjustable grille, RAL 9010 |  |  | 44.12 |  | BR131201410
VPE-H-2.0 700x300 | industrial two rows adjustable grille, transp. elox |  |  | 55.62 |  | BR130201530
VPE-H-2.0 700x300 RAL 7035 | industrial two rows adjustable grille, RAL 7035 |  |  | 55.62 |  | BR132201530
VPE-H-2.0 700x300 RAL 9010 | industrial two rows adjustable grille, RAL 9010 |  |  | 55.62 |  | BR131201530
VPE-H-2.0 700x400 | industrial two rows adjustable grille, transp. elox |  |  | 67.08 |  | BR130201630
VPE-H-2.0 700x400 RAL 7035 | industrial two rows adjustable grille, RAL 7035 |  |  | 67.08 |  | BR132201630
VPE-H-2.0 700x400 RAL 9010 | industrial two rows adjustable grille, RAL 9010 |  |  | 67.08 |  | BR131201630
VPE-H-2.0 800x100 | industrial two rows adjustable grille, transp. elox |  |  | 34.08 |  | BR130201130
VPE-H-2.0 800x100 RAL 7035 | industrial two rows adjustable grille, RAL 7035 |  |  | 34.08 |  | BR132201130
VPE-H-2.0 800x100 RAL 9010 | industrial two rows adjustable grille, RAL 9010 |  |  | 34.08 |  | BR131201130
VPE-H-2.0 800x150 | industrial two rows adjustable grille, transp. elox |  |  | 39.76 |  | BR130201290
VPE-H-2.0 800x150 RAL 7035 | industrial two rows adjustable grille, RAL 7035 |  |  | 39.76 |  | BR132201290
VPE-H-2.0 800x150 RAL 9010 | industrial two rows adjustable grille, RAL 9010 |  |  | 39.76 |  | BR131201290
VPE-H-2.0 800x200 | industrial two rows adjustable grille, transp. elox |  |  | 48.58 |  | BR130201430
VPE-H-2.0 800x200 RAL 7035 | industrial two rows adjustable grille, RAL 7035 |  |  | 48.58 |  | BR132201430
VPE-H-2.0 800x200 RAL 9010 | industrial two rows adjustable grille, RAL 9010 |  |  | 48.58 |  | BR131201430
VPE-H-2.0 800x300 | industrial two rows adjustable grille, transp. elox |  |  | 60.83 |  | BR130201550
VPE-H-2.0 800x300 RAL 7035 | industrial two rows adjustable grille, RAL 7035 |  |  | 60.83 |  | BR132201550
VPE-H-2.0 800x300 RAL 9010 | industrial two rows adjustable grille, RAL 9010 |  |  | 60.83 |  | BR131201550
VPE-H-2.0 800x400 | industrial two rows adjustable grille, transp. elox |  |  | 73.22 |  | BR130201650
VPE-H-2.0 800x400 RAL 7035 | industrial two rows adjustable grille, RAL 7035 |  |  | 73.22 |  | BR132201650
VPE-H-2.0 800x400 RAL 9010 | industrial two rows adjustable grille, RAL 9010 |  |  | 73.22 |  | BR131201650
VPE-H-2.0 800x500 | industrial two rows adjustable grille, transp. elox |  |  | 88.86 |  | BR130201710
VPE-H-2.0 800x500 RAL 7035 | industrial two rows adjustable grille, RAL 7035 |  |  | 88.86 |  | BR132201710
VPE-H-2.0 800x500 RAL 9010 | industrial two rows adjustable grille, RAL 9010 |  |  | 88.86 |  | BR131201710
VPE-H-2.0 1000x100 | industrial two rows adjustable grille, transp. elox |  |  | 39.8 |  | BR130201150
VPE-H-2.0 1000x100 RAL 7035 | industrial two rows adjustable grille, RAL 7035 |  |  | 39.8 |  | BR132201150
VPE-H-2.0 1000x100 RAL 9010 | industrial two rows adjustable grille, RAL 9010 |  |  | 39.8 |  | BR131201150
VPE-H-2.0 1000x150 | industrial two rows adjustable grille, transp. elox |  |  | 44.12 |  | BR130201310
VPE-H-2.0 1000x150 RAL 7035 | industrial two rows adjustable grille, RAL 7035 |  |  | 44.12 |  | BR132201310
VPE-H-2.0 1000x150 RAL 9010 | industrial two rows adjustable grille, RAL 9010 |  |  | 44.12 |  | BR131201310
VPE-H-2.0 1000x200 | industrial two rows adjustable grille, transp. elox |  |  | 58.25 |  | BR130201450
VPE-H-2.0 1000x200 RAL 7035 | industrial two rows adjustable grille, RAL 7035 |  |  | 58.25 |  | BR132201450
VPE-H-2.0 1000x200 RAL 9010 | industrial two rows adjustable grille, RAL 9010 |  |  | 58.25 |  | BR131201450
VPE-H-2.0 1000x300 | industrial two rows adjustable grille, transp. elox |  |  | 71.49 |  | BR130201570
VPE-H-2.0 1000x300 RAL 7035 | industrial two rows adjustable grille, RAL 7035 |  |  | 71.49 |  | BR132201570
VPE-H-2.0 1000x300 RAL 9010 | industrial two rows adjustable grille, RAL 9010 |  |  | 71.49 |  | BR131201570
VPE-H-2.0 1000x400 | industrial two rows adjustable grille, transp. elox |  |  | 88.86 |  | BR130201670
VPE-H-2.0 1000x400 RAL 7035 | industrial two rows adjustable grille, RAL 7035 |  |  | 88.86 |  | BR132201670
VPE-H-2.0 1000x400 RAL 9010 | industrial two rows adjustable grille, RAL 9010 |  |  | 88.86 |  | BR131201670
VPE-H-2.0 1000x500 | industrial two rows adjustable grille, transp. elox |  |  | 111.06 |  | BR130201730
VPE-H-2.0 1000x500 RAL 7035 | industrial two rows adjustable grille, RAL 7035 |  |  | 111.06 |  | BR132201730
VPE-H-2.0 1000x500 RAL 9010 | industrial two rows adjustable grille, RAL 9010 |  |  | 111.06 |  | BR131201730
VPE-V-2.0 200x100 | industrial two rows adjustable grille, transp. elox |  |  | 15.91 |  | BR130200010
VPE-V-2.0 200x100 RAL 7035 | industrial two rows adjustable grille, RAL 7035 |  |  | 15.91 |  | BR132200010
VPE-V-2.0 200x100 RAL 9010 | industrial two rows adjustable grille, RAL 9010 |  |  | 15.91 |  | BR131200010
VPE-V-2.0 200x150 | industrial two rows adjustable grille, transp. elox |  |  | 18.63 |  | BR130200170
VPE-V-2.0 200x150 RAL 7035 | industrial two rows adjustable grille, RAL 7035 |  |  | 18.63 |  | BR132200170
VPE-V-2.0 200x150 RAL 9010 | industrial two rows adjustable grille, RAL 9010 |  |  | 18.63 |  | BR131200170
VPE-V-2.0 300x100 | industrial two rows adjustable grille, transp. elox |  |  | 18.63 |  | BR130200030
VPE-V-2.0 300x100 RAL 7035 | industrial two rows adjustable grille, RAL 7035 |  |  | 18.63 |  | BR132200030
VPE-V-2.0 300x100 RAL 9010 | industrial two rows adjustable grille, RAL 9010 |  |  | 18.63 |  | BR131200030
VPE-V-2.0 300x150 | industrial two rows adjustable grille, transp. elox |  |  | 23 |  | BR130200190
VPE-V-2.0 300x150 RAL 7035 | industrial two rows adjustable grille, RAL 7035 |  |  | 23 |  | BR132200190
VPE-V-2.0 300x150 RAL 9010 | industrial two rows adjustable grille, RAL 9010 |  |  | 23 |  | BR131200190
VPE-V-2.0 300x200 | industrial two rows adjustable grille, transp. elox |  |  | 27.37 |  | BR130200330
VPE-V-2.0 300x200 RAL 7035 | industrial two rows adjustable grille, RAL 7035 |  |  | 27.37 |  | BR132200330
VPE-V-2.0 300x200 RAL 9010 | industrial two rows adjustable grille, RAL 9010 |  |  | 27.37 |  | BR131200330
VPE-V-2.0 400x100 | industrial two rows adjustable grille, transp. elox |  |  | 23.42 |  | BR130200050
VPE-V-2.0 400x100 RAL 7035 | industrial two rows adjustable grille, RAL 7035 |  |  | 23.42 |  | BR132200050
VPE-V-2.0 400x100 RAL 9010 | industrial two rows adjustable grille, RAL 9010 |  |  | 23.42 |  | BR131200050
VPE-V-2.0 400x150 | industrial two rows adjustable grille, transp. elox |  |  | 27.37 |  | BR130200210
VPE-V-2.0 400x150 RAL 7035 | industrial two rows adjustable grille, RAL 7035 |  |  | 27.37 |  | BR132200210
VPE-V-2.0 400x150 RAL 9010 | industrial two rows adjustable grille, RAL 9010 |  |  | 27.37 |  | BR131200210
VPE-V-2.0 400x200 | industrial two rows adjustable grille, transp. elox |  |  | 30.84 |  | BR130200350
VPE-V-2.0 400x200 RAL 7035 | industrial two rows adjustable grille, RAL 7035 |  |  | 30.84 |  | BR132200350
VPE-V-2.0 400x200 RAL 9010 | industrial two rows adjustable grille, RAL 9010 |  |  | 30.84 |  | BR131200350
VPE-V-2.0 400x300 | industrial two rows adjustable grille, transp. elox |  |  | 39.76 |  | BR130200470
VPE-V-2.0 400x300 RAL 7035 | industrial two rows adjustable grille, RAL 7035 |  |  | 39.76 |  | BR132200470
VPE-V-2.0 400x300 RAL 9010 | industrial two rows adjustable grille, RAL 9010 |  |  | 39.76 |  | BR131200470
VPE-V-2.0 500x100 | industrial two rows adjustable grille, transp. elox |  |  | 26.47 |  | BR130200070
VPE-V-2.0 500x100 RAL 7035 | industrial two rows adjustable grille, RAL 7035 |  |  | 26.47 |  | BR132200070
VPE-V-2.0 500x100 RAL 9010 | industrial two rows adjustable grille, RAL 9010 |  |  | 26.47 |  | BR131200070
VPE-V-2.0 500x150 | industrial two rows adjustable grille, transp. elox |  |  | 30.09 |  | BR130200230
VPE-V-2.0 500x150 RAL 7035 | industrial two rows adjustable grille, RAL 7035 |  |  | 30.09 |  | BR132200230
VPE-V-2.0 500x150 RAL 9010 | industrial two rows adjustable grille, RAL 9010 |  |  | 30.09 |  | BR131200230
VPE-V-2.0 500x200 | industrial two rows adjustable grille, transp. elox |  |  | 36.19 |  | BR130200370
VPE-V-2.0 500x200 RAL 7035 | industrial two rows adjustable grille, RAL 7035 |  |  | 36.19 |  | BR132200370
VPE-V-2.0 500x200 RAL 9010 | industrial two rows adjustable grille, RAL 9010 |  |  | 36.19 |  | BR131200370
VPE-V-2.0 500x300 | industrial two rows adjustable grille, transp. elox |  |  | 44.12 |  | BR130200490
VPE-V-2.0 500x300 RAL 7035 | industrial two rows adjustable grille, RAL 7035 |  |  | 44.12 |  | BR132200490
VPE-V-2.0 500x300 RAL 9010 | industrial two rows adjustable grille, RAL 9010 |  |  | 44.12 |  | BR131200490
VPE-V-2.0 500x400 | industrial two rows adjustable grille, transp. elox |  |  | 58.25 |  | BR130200590
VPE-V-2.0 500x400 RAL 7035 | industrial two rows adjustable grille, RAL 7035 |  |  | 58.25 |  | BR132200590
VPE-V-2.0 500x400 RAL 9010 | industrial two rows adjustable grille, RAL 9010 |  |  | 58.25 |  | BR131200590
VPE-V-2.0 600x100 | industrial two rows adjustable grille, transp. elox |  |  | 30.18 |  | BR130200090
VPE-V-2.0 600x100 RAL 7035 | industrial two rows adjustable grille, RAL 7035 |  |  | 30.18 |  | BR132200090
VPE-V-2.0 600x100 RAL 9010 | industrial two rows adjustable grille, RAL 9010 |  |  | 30.18 |  | BR131200090
VPE-V-2.0 600x150 | industrial two rows adjustable grille, transp. elox |  |  | 35.39 |  | BR130200250
VPE-V-2.0 600x150 RAL 7035 | industrial two rows adjustable grille, RAL 7035 |  |  | 35.39 |  | BR132200250
VPE-V-2.0 600x150 RAL 9010 | industrial two rows adjustable grille, RAL 9010 |  |  | 35.39 |  | BR131200250
VPE-V-2.0 600x200 | industrial two rows adjustable grille, transp. elox |  |  | 39.76 |  | BR130200390
VPE-V-2.0 600x200 RAL 7035 | industrial two rows adjustable grille, RAL 7035 |  |  | 39.76 |  | BR132200390
VPE-V-2.0 600x200 RAL 9010 | industrial two rows adjustable grille, RAL 9010 |  |  | 39.76 |  | BR131200390
VPE-V-2.0 600x300 | industrial two rows adjustable grille, transp. elox |  |  | 50.32 |  | BR130200510
VPE-V-2.0 600x300 RAL 7035 | industrial two rows adjustable grille, RAL 7035 |  |  | 50.32 |  | BR132200510
VPE-V-2.0 600x300 RAL 9010 | industrial two rows adjustable grille, RAL 9010 |  |  | 50.32 |  | BR131200510
VPE-V-2.0 600x400 | industrial two rows adjustable grille, transp. elox |  |  | 60.83 |  | BR130200610
VPE-V-2.0 600x400 RAL 7035 | industrial two rows adjustable grille, RAL 7035 |  |  | 60.83 |  | BR132200610
VPE-V-2.0 600x400 RAL 9010 | industrial two rows adjustable grille, RAL 9010 |  |  | 60.83 |  | BR131200610
VPE-V-2.0 600x500 | industrial two rows adjustable grille, transp. elox |  |  | 71.49 |  | BR130200690
VPE-V-2.0 600x500 RAL 7035 | industrial two rows adjustable grille, RAL 7035 |  |  | 71.49 |  | BR132200690
VPE-V-2.0 600x500 RAL 9010 | industrial two rows adjustable grille, RAL 9010 |  |  | 71.49 |  | BR131200690
VPE-V-2.0 700x100 | industrial two rows adjustable grille, transp. elox |  |  | 30.6 |  | BR130200110
VPE-V-2.0 700x100 RAL 7035 | industrial two rows adjustable grille, RAL 7035 |  |  | 30.6 |  | BR132200110
VPE-V-2.0 700x100 RAL 9010 | industrial two rows adjustable grille, RAL 9010 |  |  | 30.6 |  | BR131200110
VPE-V-2.0 700x150 | industrial two rows adjustable grille, transp. elox |  |  | 37.64 |  | BR130200270
VPE-V-2.0 700x150 RAL 7035 | industrial two rows adjustable grille, RAL 7035 |  |  | 37.64 |  | BR132200270
VPE-V-2.0 700x150 RAL 9010 | industrial two rows adjustable grille, RAL 9010 |  |  | 37.64 |  | BR131200270
VPE-V-2.0 700x200 | industrial two rows adjustable grille, transp. elox |  |  | 44.12 |  | BR130200410
VPE-V-2.0 700x200 RAL 7035 | industrial two rows adjustable grille, RAL 7035 |  |  | 44.12 |  | BR132200410
VPE-V-2.0 700x200 RAL 9010 | industrial two rows adjustable grille, RAL 9010 |  |  | 44.12 |  | BR131200410
VPE-V-2.0 700x300 | industrial two rows adjustable grille, transp. elox |  |  | 55.62 |  | BR130200530
VPE-V-2.0 700x300 RAL 7035 | industrial two rows adjustable grille, RAL 7035 |  |  | 55.62 |  | BR132200530
VPE-V-2.0 700x300 RAL 9010 | industrial two rows adjustable grille, RAL 9010 |  |  | 55.62 |  | BR131200530
VPE-V-2.0 700x400 | industrial two rows adjustable grille, transp. elox |  |  | 67.08 |  | BR130200630
VPE-V-2.0 700x400 RAL 7035 | industrial two rows adjustable grille, RAL 7035 |  |  | 67.08 |  | BR132200630
VPE-V-2.0 700x400 RAL 9010 | industrial two rows adjustable grille, RAL 9010 |  |  | 67.08 |  | BR131200630
VPE-V-2.0 800x100 | industrial two rows adjustable grille, transp. elox |  |  | 34.08 |  | BR130200130
VPE-V-2.0 800x100 RAL 7035 | industrial two rows adjustable grille, RAL 7035 |  |  | 34.08 |  | BR132200130
VPE-V-2.0 800x100 RAL 9010 | industrial two rows adjustable grille, RAL 9010 |  |  | 34.08 |  | BR131200130
VPE-V-2.0 800x150 | industrial two rows adjustable grille, transp. elox |  |  | 39.76 |  | BR130200290
VPE-V-2.0 800x150 RAL 7035 | industrial two rows adjustable grille, RAL 7035 |  |  | 39.76 |  | BR132200290
VPE-V-2.0 800x150 RAL 9010 | industrial two rows adjustable grille, RAL 9010 |  |  | 39.76 |  | BR131200290
VPE-V-2.0 800x200 | industrial two rows adjustable grille, transp. elox |  |  | 48.58 |  | BR130200430
VPE-V-2.0 800x200 RAL 7035 | industrial two rows adjustable grille, RAL 7035 |  |  | 48.58 |  | BR132200430
VPE-V-2.0 800x200 RAL 9010 | industrial two rows adjustable grille, RAL 9010 |  |  | 48.58 |  | BR131200430
VPE-V-2.0 800x300 | industrial two rows adjustable grille, transp. elox |  |  | 60.83 |  | BR130200550
VPE-V-2.0 800x300 RAL 7035 | industrial two rows adjustable grille, RAL 7035 |  |  | 60.83 |  | BR132200550
VPE-V-2.0 800x300 RAL 9010 | industrial two rows adjustable grille, RAL 9010 |  |  | 60.83 |  | BR131200550
VPE-V-2.0 800x400 | industrial two rows adjustable grille, transp. elox |  |  | 73.22 |  | BR130200650
VPE-V-2.0 800x400 RAL 7035 | industrial two rows adjustable grille, RAL 7035 |  |  | 73.22 |  | BR132200650
VPE-V-2.0 800x400 RAL 9010 | industrial two rows adjustable grille, RAL 9010 |  |  | 73.22 |  | BR131200650
VPE-V-2.0 800x500 | industrial two rows adjustable grille, transp. elox |  |  | 88.86 |  | BR130200710
VPE-V-2.0 800x500 RAL 7035 | industrial two rows adjustable grille, RAL 7035 |  |  | 88.86 |  | BR132200710
VPE-V-2.0 800x500 RAL 9010 | industrial two rows adjustable grille, RAL 9010 |  |  | 88.86 |  | BR131200710
VPE-V-2.0 1000x100 | industrial two rows adjustable grille, transp. elox |  |  | 39.8 |  | BR130200150
VPE-V-2.0 1000x100 RAL 7035 | industrial two rows adjustable grille, RAL 7035 |  |  | 39.8 |  | BR132200150
VPE-V-2.0 1000x100 RAL 9010 | industrial two rows adjustable grille, RAL 9010 |  |  | 39.8 |  | BR131200150
VPE-V-2.0 1000x150 | industrial two rows adjustable grille, transp. elox |  |  | 44.12 |  | BR130200310
VPE-V-2.0 1000x150 RAL 7035 | industrial two rows adjustable grille, RAL 7035 |  |  | 44.12 |  | BR132200310
VPE-V-2.0 1000x150 RAL 9010 | industrial two rows adjustable grille, RAL 9010 |  |  | 44.12 |  | BR131200310
VPE-V-2.0 1000x200 | industrial two rows adjustable grille, transp. elox |  |  | 58.25 |  | BR130200450
VPE-V-2.0 1000x200 RAL 7035 | industrial two rows adjustable grille, RAL 7035 |  |  | 58.25 |  | BR132200450
VPE-V-2.0 1000x200 RAL 9010 | industrial two rows adjustable grille, RAL 9010 |  |  | 58.25 |  | BR131200450
VPE-V-2.0 1000x300 | industrial two rows adjustable grille, transp. elox |  |  | 71.49 |  | BR130200570
VPE-V-2.0 1000x300 RAL 7035 | industrial two rows adjustable grille, RAL 7035 |  |  | 71.49 |  | BR132200570
VPE-V-2.0 1000x300 RAL 9010 | industrial two rows adjustable grille, RAL 9010 |  |  | 71.49 |  | BR131200570
VPE-V-2.0 1000x400 | industrial two rows adjustable grille, transp. elox |  |  | 88.86 |  | BR130200670
VPE-V-2.0 1000x400 RAL 7035 | industrial two rows adjustable grille, RAL 7035 |  |  | 88.86 |  | BR132200670
VPE-V-2.0 1000x400 RAL 9010 | industrial two rows adjustable grille, RAL 9010 |  |  | 88.86 |  | BR131200670
VPE-V-2.0 1000x500 | industrial two rows adjustable grille, transp. elox |  |  | 111.06 |  | BR130200730
VPE-V-2.0 1000x500 RAL 7035 | industrial two rows adjustable grille, RAL 7035 |  |  | 111.06 |  | BR132200730
VPE-V-2.0 1000x500 RAL 9010 | industrial two rows adjustable grille, RAL 9010 |  |  | 111.06 |  | BR131200730
Accessories
PR | wall frames
R1 | regulation dampers
Industrial one row adjustable grilles for circular duct - other design on request
regulation see below
KVP1-H-1.0 200x75 | industrial one row adjust. grilles for circular duct, galvaniz. | o |  | 17.46 |  | BR114101010
KVP1-H-1.0 200x75 RAL 7035 | industrial one row adjust. grilles for circular duct, RAL 7035 |  |  | 16.99 |  | BR111101010
KVP1-H-1.0 200x100 | industrial one row adjust. grilles for circular duct, galvaniz. |  |  | 17.88 |  | BR114101130
KVP1-H-1.0 200x100 RAL 7035 | industrial one row adjust. grilles for circular duct, RAL 7035 |  |  | 17.51 |  | BR111101130
KVP1-H-1.0 300x75 | industrial one row adjust. grilles for circular duct, galvaniz. | o |  | 19.9 |  | BR114101030
KVP1-H-1.0 300x75 RAL 7035 | industrial one row adjust. grilles for circular duct, RAL 7035 |  |  | 19.34 |  | BR111101030
KVP1-H-1.0 300x100 | industrial one row adjust. grilles for circular duct, galvaniz. |  |  | 20.47 |  | BR114101150
KVP1-H-1.0 300x100 RAL 7035 | industrial one row adjust. grilles for circular duct, RAL 7035 |  |  | 19.9 |  | BR111101150
KVP1-H-1.0 300x150 | industrial one row adjust. grilles for circular duct, galvaniz. |  |  | 24.74 |  | BR114101270
KVP1-H-1.0 300x150 RAL 7035 | industrial one row adjust. grilles for circular duct, RAL 7035 |  |  | 24.03 |  | BR111101270
KVP1-H-1.0 400x75 | industrial one row adjust. grilles for circular duct, galvaniz. | o |  | 23.7 |  | BR114101050
KVP1-H-1.0 400x75 RAL 7035 | industrial one row adjust. grilles for circular duct, RAL 7035 |  |  | 23.19 |  | BR111101050
KVP1-H-1.0 400x100 | industrial one row adjust. grilles for circular duct, galvaniz. | o |  | 24.41 |  | BR114101170
KVP1-H-1.0 400x100 RAL 7035 | industrial one row adjust. grilles for circular duct, RAL 7035 |  |  | 23.75 |  | BR111101170
KVP1-H-1.0 400x150 | industrial one row adjust. grilles for circular duct, galvaniz. |  |  | 28.87 |  | BR114101290
KVP1-H-1.0 400x150 RAL 7035 | industrial one row adjust. grilles for circular duct, RAL 7035 |  |  | 28.12 |  | BR111101290
KVP1-H-1.0 400x200 | industrial one row adjust. grilles for circular duct, galvaniz. |  |  | 33.28 |  | BR114101390
KVP1-H-1.0 400x200 RAL 7035 | industrial one row adjust. grilles for circular duct, RAL 7035 |  |  | 32.48 |  | BR111101390
KVP1-H-1.0 500x75 | industrial one row adjust. grilles for circular duct, galvaniz. |  |  | 25.82 |  | BR114101070
KVP1-H-1.0 500x75 RAL7035 | industrial one row adjust. grilles for circular duct, RAL 7035 |  |  | 25.16 |  | BR111101070
KVP1-H-1.0 500x100 | industrial one row adjust. grilles for circular duct, galvaniz. |  |  | 26.61 |  | BR114101190
KVP1-H-1.0 500x100 RAL 7035 | industrial one row adjust. grilles for circular duct, RAL 7035 |  |  | 25.91 |  | BR111101190
KVP1-H-1.0 500x150 | industrial one row adjust. grilles for circular duct, galvaniz. |  |  | 32.15 |  | BR114101310
KVP1-H-1.0 500x150 RAL 7035 | industrial one row adjust. grilles for circular duct, RAL 7035 |  |  | 31.36 |  | BR111101310
KVP1-H-1.0 500x200 | industrial one row adjust. grilles for circular duct, galvaniz. |  |  | 36.57 |  | BR114101410
KVP1-H-1.0 500x200 RAL 7035 | industrial one row adjust. grilles for circular duct, RAL 7035 |  |  | 35.67 |  | BR111101410
KVP1-H-1.0 600x75 | industrial one row adjust. grilles for circular duct, galvaniz. |  |  | 31.17 |  | BR114101090
KVP1-H-1.0 600x75 RAL 7035 | industrial one row adjust. grilles for circular duct, RAL 7035 |  |  | 30.37 |  | BR111101090
KVP1-H-1.0 600x100 | industrial one row adjust. grilles for circular duct, galvaniz. | o |  | 32.15 |  | BR114101210
KVP1-H-1.0 600x100 RAL 7035 | industrial one row adjust. grilles for circular duct, RAL 7035 |  |  | 31.36 |  | BR111101210
KVP1-H-1.0 600x150 | industrial one row adjust. grilles for circular duct, galvaniz. |  |  | 35.49 |  | BR114101330
KVP1-H-1.0 600x150 RAL 7035 | industrial one row adjust. grilles for circular duct, RAL 7035 |  |  | 34.55 |  | BR111101330
KVP1-H-1.0 600x200 | industrial one row adjust. grilles for circular duct, galvaniz. |  |  | 42.15 |  | BR114101430
KVP1-H-1.0 600x200 RAL 7035 | industrial one row adjust. grilles for circular duct, RAL 7035 |  |  | 41.02 |  | BR111101430
KVP1-H-1.0 800x100 | industrial one row adjust. grilles for circular duct, galvaniz. |  |  | 34.5 |  | BR114101230
KVP1-H-1.0 800x100 RAL 7035 | industrial one row adjust. grilles for circular duct, RAL 7035 |  |  | 33.51 |  | BR111101230
KVP1-H-1.0 800x150 | industrial one row adjust. grilles for circular duct, galvaniz. |  |  | 40.09 |  | BR114101350
KVP1-H-1.0 800x150 RAL 7035 | industrial one row adjust. grilles for circular duct, RAL 7035 |  |  | 39.05 |  | BR111101350
KVP1-H-1.0 800x200 | industrial one row adjust. grilles for circular duct, galvaniz. |  |  | 47.27 |  | BR114101450
KVP1-H-1.0 800x200 RAL 7035 | industrial one row adjust. grilles for circular duct, RAL 7035 |  |  | 45.91 |  | BR111101450
KVP1-H-1.0 800x75 | industrial one row adjust. grilles for circular duct, galvaniz. |  |  | 33.42 |  | BR114101110
KVP1-H-1.0 800x75 RAL 7035 | industrial one row adjust. grilles for circular duct, RAL 7035 |  |  | 32.53 |  | BR111101110
KVP1-H-1.0 1000x100 | industrial one row adjust. grilles for circular duct, galvaniz. |  |  | 40.56 |  | BR114101250
KVP1-H-1.0 1000x100 RAL 7035 | industrial one row adjust. grilles for circular duct, RAL 7035 |  |  | 39.48 |  | BR111101250
KVP1-H-1.0 1000x150 | industrial one row adjust. grilles for circular duct, galvaniz. |  |  | 45.34 |  | BR114101370
KVP1-H-1.0 1000x150 RAL 7035 | industrial one row adjust. grilles for circular duct, RAL 7035 |  |  | 44.12 |  | BR111101370
KVP1-H-1.0 1000x200 | industrial one row adjust. grilles for circular duct, galvaniz. |  |  | 51.68 |  | BR114101470
KVP1-H-1.0 1000x200 RAL 7035 | industrial one row adjust. grilles for circular duct, RAL 7035 |  |  | 50.18 |  | BR111101470
KVP1-V-1.0 200x75 | industrial one row adjust. grilles for circular duct, galvaniz. | o |  | 17.46 |  | BR114100010
KVP1-V-1.0 200x75 RAL 7035 | industrial one row adjust. grilles for circular duct, RAL 7035 |  |  | 16.99 |  | BR111100010
KVP1-V-1.0 200x100 | industrial one row adjust. grilles for circular duct, galvaniz. |  |  | 17.88 |  | BR114100130
KVP1-V-1.0 200x100 RAL7035 | industrial one row adjust. grilles for circular duct, RAL 7035 |  |  | 17.51 |  | BR111100130
KVP1-V-1.0 300x75 | industrial one row adjust. grilles for circular duct, galvaniz. | o |  | 19.9 |  | BR114100030
KVP1-V-1.0 300x75 RAL7035 | industrial one row adjust. grilles for circular duct, RAL 7035 | o |  | 19.34 |  | BR111100030
KVP1-V-1.0 300x100 | industrial one row adjust. grilles for circular duct, galvaniz. |  |  | 20.47 |  | BR114100150
KVP1-V-1.0 300x100 RAL 7035 | industrial one row adjust. grilles for circular duct, RAL 7035 |  |  | 19.9 |  | BR111100150
KVP1-V-1.0 300x150 | industrial one row adjust. grilles for circular duct, galvaniz. |  |  | 24.74 |  | BR114100270
KVP1-V-1.0 300x150 RAL 7035 | industrial one row adjust. grilles for circular duct, RAL 7035 |  |  | 24.03 |  | BR111100270
KVP1-V-1.0 400x75 | industrial one row adjust. grilles for circular duct, galvaniz. | o |  | 23.7 |  | BR114100050
KVP1-V-1.0 400x75 RAL7035 | industrial one row adjust. grilles for circular duct, RAL 7035 | o |  | 23.19 |  | BR111100050
KVP1-V-1.0 400x100 | industrial one row adjust. grilles for circular duct, galvaniz. | o |  | 24.41 |  | BR114100170
KVP1-V-1.0 400x100 RAL 7035 | industrial one row adjust. grilles for circular duct, RAL 7035 |  |  | 23.75 |  | BR111100170
KVP1-V-1.0 400x150 | industrial one row adjust. grilles for circular duct, galvaniz. |  |  | 28.87 |  | BR114100290
KVP1-V-1.0 400x150 RAL 7035 | industrial one row adjust. grilles for circular duct, RAL 7035 |  |  | 28.12 |  | BR111100290
KVP1-V-1.0 400x200 | industrial one row adjust. grilles for circular duct, galvaniz. |  |  | 33.28 |  | BR114100390
KVP1-V-1.0 400x200 RAL 7035 | industrial one row adjust. grilles for circular duct, RAL 7035 |  |  | 32.48 |  | BR111100390
KVP1-V-1.0 500x75 | industrial one row adjust. grilles for circular duct, galvaniz. | o |  | 25.82 |  | BR114100070
KVP1-V-1.0 500x75 RAL 7035 | industrial one row adjust. grilles for circular duct, RAL 7035 | o |  | 25.16 |  | BR111100070
KVP1-V-1.0 500x100 | industrial one row adjust. grilles for circular duct, galvaniz. |  |  | 26.61 |  | BR114100190
KVP1-V-1.0 500x100 RAL 7035 | industrial one row adjust. grilles for circular duct, RAL 7035 |  |  | 25.91 |  | BR111100190
KVP1-V-1.0 500x150 | industrial one row adjust. grilles for circular duct, galvaniz. |  |  | 32.15 |  | BR114100310
KVP1-V-1.0 500x150 RAL 7035 | industrial one row adjust. grilles for circular duct, RAL 7035 |  |  | 31.36 |  | BR111100310
KVP1-V-1.0 500x200 | industrial one row adjust. grilles for circular duct, galvaniz. |  |  | 36.57 |  | BR114100410
KVP1-V-1.0 500x200 RAL 7035 | industrial one row adjust. grilles for circular duct, RAL 7035 |  |  | 35.67 |  | BR111100410
KVP1-V-1.0 600x75 | industrial one row adjust. grilles for circular duct, galvaniz. | o |  | 31.17 |  | BR114100090
KVP1-V-1.0 600x75 RAL 7035 | industrial one row adjust. grilles for circular duct, RAL 7035 |  |  | 30.37 |  | BR111100090
KVP1-V-1.0 600x100 | industrial one row adjust. grilles for circular duct, galvaniz. | o |  | 32.15 |  | BR114100210
KVP1-V-1.0 600x100 RAL7035 | industrial one row adjust. grilles for circular duct, RAL 7035 |  |  | 31.36 |  | BR111100210
KVP1-V-1.0 600x150 | industrial one row adjust. grilles for circular duct, galvaniz. |  |  | 35.49 |  | BR114100330
KVP1-V-1.0 600x150 RAL 7035 | industrial one row adjust. grilles for circular duct, RAL 7035 |  |  | 34.55 |  | BR111100330
KVP1-V-1.0 600x200 | industrial one row adjust. grilles for circular duct, galvaniz. |  |  | 42.15 |  | BR114100430
KVP1-V-1.0 600x200 RAL 7035 | industrial one row adjust. grilles for circular duct, RAL 7035 |  |  | 41.02 |  | BR111100430
KVP1-V-1.0 800x75 | industrial one row adjust. grilles for circular duct, galvaniz. |  |  | 33.42 |  | BR114100110
KVP1-V-1.0 800x75 RAL7035 | industrial one row adjust. grilles for circular duct, RAL 7035 |  |  | 32.53 |  | BR111100110
KVP1-V-1.0 800x100 | industrial one row adjust. grilles for circular duct, galvaniz. |  |  | 34.5 |  | BR114100230
KVP1-V-1.0 800x100 RAL7035 | industrial one row adjust. grilles for circular duct, RAL 7035 |  |  | 33.51 |  | BR111100230
KVP1-V-1.0 800x150 | industrial one row adjust. grilles for circular duct, galvaniz. |  |  | 40.09 |  | BR114100350
KVP1-V-1.0 800x150 RAL 7035 | industrial one row adjust. grilles for circular duct, RAL 7035 |  |  | 39.05 |  | BR111100350
KVP1-V-1.0 800x200 | industrial one row adjust. grilles for circular duct, galvaniz. |  |  | 47.27 |  | BR114100450
KVP1-V-1.0 800x200 RAL 7035 | industrial one row adjust. grilles for circular duct, RAL 7035 |  |  | 45.91 |  | BR111100450
KVP1-V-1.0 1000x100 | industrial one row adjust. grilles for circular duct, galvaniz. |  |  | 40.56 |  | BR114100250
KVP1-V-1.0 1000x100 RAL 7035 | industrial one row adjust. grilles for circular duct, RAL 7035 |  |  | 39.48 |  | BR111100250
KVP1-V-1.0 1000x150 | industrial one row adjust. grilles for circular duct, galvaniz. |  |  | 45.34 |  | BR114100370
KVP1-V-1.0 1000x150 RAL 7035 | industrial one row adjust. grilles for circular duct, RAL 7035 |  |  | 44.12 |  | BR111100370
KVP1-V-1.0 1000x200 | industrial one row adjust. grilles for circular duct, galvaniz. |  |  | 51.68 |  | BR114100470
KVP1-V-1.0 1000x200 RAL 7035 | industrial one row adjust. grilles for circular duct, RAL 7035 |  |  | 50.18 |  | BR111100470
KVP2-H-1.0 200x75 | industrial one row adjust. grilles for circular duct, galvaniz. |  |  | 23.42 |  | BR115101010
KVP2-H-1.0 200x75 RAL 7035 | industrial one row adjust. grilles for circular duct, RAL 7035 |  |  | 22.86 |  | BR112101010
KVP2-H-1.0 200x100 | industrial one row adjust. grilles for circular duct, galvaniz. |  |  | 24.17 |  | BR115101130
KVP2-H-1.0 200x100 RAL 7035 | industrial one row adjust. grilles for circular duct, RAL 7035 |  |  | 23.56 |  | BR112101130
KVP2-H-1.0 300x75 | industrial one row adjust. grilles for circular duct, galvaniz. |  |  | 25.07 |  | BR115101030
KVP2-H-1.0 300x75 RAL 7035 | industrial one row adjust. grilles for circular duct, RAL 7035 |  |  | 24.41 |  | BR112101030
KVP2-H-1.0 300x100 | industrial one row adjust. grilles for circular duct, galvaniz. |  |  | 25.82 |  | BR115101150
KVP2-H-1.0 300x100 RAL 7035 | industrial one row adjust. grilles for circular duct, RAL 7035 |  |  | 25.16 |  | BR112101150
KVP2-H-1.0 300x150 | industrial one row adjust. grilles for circular duct, galvaniz. |  |  | 30.7 |  | BR115101270
KVP2-H-1.0 300x150 RAL 7035 | industrial one row adjust. grilles for circular duct, RAL 7035 |  |  | 29.9 |  | BR112101270
KVP2-H-1.0 400x75 | industrial one row adjust. grilles for circular duct, galvaniz. |  |  | 27.65 |  | BR115101050
KVP2-H-1.0 400x75 RAL 7035 | industrial one row adjust. grilles for circular duct, RAL 7035 |  |  | 26.99 |  | BR112101050
KVP2-H-1.0 400x100 | industrial one row adjust. grilles for circular duct, galvaniz. |  |  | 28.59 |  | BR115101170
KVP2-H-1.0 400x100 RAL 7035 | industrial one row adjust. grilles for circular duct, RAL 7035 |  |  | 27.83 |  | BR112101170
KVP2-H-1.0 400x150 | industrial one row adjust. grilles for circular duct, galvaniz. |  |  | 36.99 |  | BR115101290
KVP2-H-1.0 400x150 RAL 7035 | industrial one row adjust. grilles for circular duct, RAL 7035 |  |  | 36.05 |  | BR112101290
KVP2-H-1.0 400x200 | industrial one row adjust. grilles for circular duct, galvaniz. |  |  | 41.21 |  | BR115101390
KVP2-H-1.0 400x200 RAL 7035 | industrial one row adjust. grilles for circular duct, RAL 7035 |  |  | 40.13 |  | BR112101390
KVP2-H-1.0 500x75 | industrial one row adjust. grilles for circular duct, galvaniz. |  |  | 36.8 |  | BR115101070
KVP2-H-1.0 500x75 RAL 7035 | industrial one row adjust. grilles for circular duct, RAL 7035 |  |  | 35.91 |  | BR112101070
KVP2-H-1.0 500x100 | industrial one row adjust. grilles for circular duct, galvaniz. |  |  | 38.02 |  | BR115101190
KVP2-H-1.0 500x100 RAL 7035 | industrial one row adjust. grilles for circular duct, RAL 7035 |  |  | 36.99 |  | BR112101190
KVP2-H-1.0 500x150 | industrial one row adjust. grilles for circular duct, galvaniz. |  |  | 39.1 |  | BR115101310
KVP2-H-1.0 500x150 RAL 7035 | industrial one row adjust. grilles for circular duct, RAL 7035 |  |  | 38.02 |  | BR112101310
KVP2-H-1.0 500x200 | industrial one row adjust. grilles for circular duct, galvaniz. |  |  | 45.39 |  | BR115101410
KVP2-H-1.0 500x200 RAL 7035 | industrial one row adjust. grilles for circular duct, RAL 7035 |  |  | 44.17 |  | BR112101410
KVP2-H-1.0 600x75 | industrial one row adjust. grilles for circular duct, galvaniz. |  |  | 38.87 |  | BR115101090
KVP2-H-1.0 600x75 RAL 7035 | industrial one row adjust. grilles for circular duct, RAL 7035 |  |  | 37.83 |  | BR112101090
KVP2-H-1.0 600x100 | industrial one row adjust. grilles for circular duct, galvaniz. |  |  | 40.13 |  | BR115101210
KVP2-H-1.0 600x100 RAL 7035 | industrial one row adjust. grilles for circular duct, RAL 7035 |  |  | 39.1 |  | BR112101210
KVP2-H-1.0 600x150 | industrial one row adjust. grilles for circular duct, galvaniz. |  |  | 43.28 |  | BR115101330
KVP2-H-1.0 600x150 RAL 7035 | industrial one row adjust. grilles for circular duct, RAL 7035 |  |  | 42.1 |  | BR112101330
KVP2-H-1.0 600x200 | industrial one row adjust. grilles for circular duct, galvaniz. |  |  | 51.77 |  | BR115101430
KVP2-H-1.0 600x200 RAL 7035 | industrial one row adjust. grilles for circular duct, RAL 7035 |  |  | 50.32 |  | BR112101430
KVP2-H-1.0 800x75 | industrial one row adjust. grilles for circular duct, galvaniz. |  |  | 42.48 |  | BR115101110
KVP2-H-1.0 800x75 RAL 7035 | industrial one row adjust. grilles for circular duct, RAL 7035 |  |  | 41.4 |  | BR112101110
KVP2-H-1.0 800x100 | industrial one row adjust. grilles for circular duct, galvaniz. |  |  | 43.79 |  | BR115101230
KVP2-H-1.0 800x100 RAL 7035 | industrial one row adjust. grilles for circular duct, RAL 7035 |  |  | 42.57 |  | BR112101230
KVP2-H-1.0 800x150 | industrial one row adjust. grilles for circular duct, galvaniz. |  |  | 46.75 |  | BR115101350
KVP2-H-1.0 800x150 RAL 7035 | industrial one row adjust. grilles for circular duct, RAL 7035 |  |  | 45.44 |  | BR112101350
KVP2-H-1.0 800x200 | industrial one row adjust. grilles for circular duct, galvaniz. |  |  | 56.51 |  | BR115101450
KVP2-H-1.0 800x200 RAL 7035 | industrial one row adjust. grilles for circular duct, RAL 7035 |  |  | 55.01 |  | BR112101450
KVP2-H-1.0 1000x100 | industrial one row adjust. grilles for circular duct, galvaniz. |  |  | 51.16 |  | BR115101250
KVP2-H-1.0 1000x100 RAL 7035 | industrial one row adjust. grilles for circular duct, RAL 7035 |  |  | 49.8 |  | BR112101250
KVP2-H-1.0 1000x150 | industrial one row adjust. grilles for circular duct, galvaniz. |  |  | 53.28 |  | BR115101370
KVP2-H-1.0 1000x150 RAL 7035 | industrial one row adjust. grilles for circular duct, RAL 7035 |  |  | 51.77 |  | BR112101370
KVP2-H-1.0 1000x200 | industrial one row adjust. grilles for circular duct, galvaniz. |  |  | 61.35 |  | BR115101470
KVP2-H-1.0 1000x200 RAL 7035 | industrial one row adjust. grilles for circular duct, RAL 7035 |  |  | 59.71 |  | BR112101470
KVP2-V-1.0 200x75 | industrial one row adjust. grilles for circular duct, galvaniz. |  |  | 23.42 |  | BR115100010
KVP2-V-1.0 200x75 RAL 7035 | industrial one row adjust. grilles for circular duct, RAL 7035 |  |  | 22.86 |  | BR112100010
KVP2-V-1.0 200x100 | industrial one row adjust. grilles for circular duct, galvaniz. |  |  | 24.17 |  | BR115100130
KVP2-V-1.0 200x100 RAL 7035 | industrial one row adjust. grilles for circular duct, RAL 7035 |  |  | 23.56 |  | BR112100130
KVP2-V-1.0 300x75 | industrial one row adjust. grilles for circular duct, galvaniz. |  |  | 25.07 |  | BR115100030
KVP2-V-1.0 300x75 RAL 7035 | industrial one row adjust. grilles for circular duct, RAL 7035 |  |  | 24.41 |  | BR112100030
KVP2-V-1.0 300x100 | industrial one row adjust. grilles for circular duct, galvaniz. |  |  | 25.82 |  | BR115100150
KVP2-V-1.0 300x100 RAL 7035 | industrial one row adjust. grilles for circular duct, RAL 7035 |  |  | 25.16 |  | BR112100150
KVP2-V-1.0 300x150 | industrial one row adjust. grilles for circular duct, galvaniz. |  |  | 30.7 |  | BR115100270
KVP2-V-1.0 300x150 RAL 7035 | industrial one row adjust. grilles for circular duct, RAL 7035 |  |  | 29.9 |  | BR112100270
KVP2-V-1.0 400x75 | industrial one row adjust. grilles for circular duct, galvaniz. |  |  | 27.65 |  | BR115100050
KVP2-V-1.0 400x75 RAL 7035 | industrial one row adjust. grilles for circular duct, RAL 7035 |  |  | 26.99 |  | BR112100050
KVP2-V-1.0 400x100 | industrial one row adjust. grilles for circular duct, galvaniz. |  |  | 28.59 |  | BR115100170
KVP2-V-1.0 400x100 RAL 7035 | industrial one row adjust. grilles for circular duct, RAL 7035 |  |  | 27.83 |  | BR112100170
KVP2-V-1.0 400x150 | industrial one row adjust. grilles for circular duct, galvaniz. |  |  | 36.99 |  | BR115100290
KVP2-V-1.0 400x150 RAL 7035 | industrial one row adjust. grilles for circular duct, RAL 7035 |  |  | 36.05 |  | BR112100290
KVP2-V-1.0 400x200 | industrial one row adjust. grilles for circular duct, galvaniz. |  |  | 41.21 |  | BR115100390
KVP2-V-1.0 400x200 RAL 7035 | industrial one row adjust. grilles for circular duct, RAL 7035 |  |  | 40.13 |  | BR112100390
KVP2-V-1.0 500x75 | industrial one row adjust. grilles for circular duct, galvaniz. |  |  | 36.8 |  | BR115100070
KVP2-V-1.0 500x75 RAL 7035 | industrial one row adjust. grilles for circular duct, RAL 7035 |  |  | 35.91 |  | BR112100070
KVP2-V-1.0 500x100 | industrial one row adjust. grilles for circular duct, galvaniz. |  |  | 38.02 |  | BR115100190
KVP2-V-1.0 500x100 RAL 7035 | industrial one row adjust. grilles for circular duct, RAL 7035 |  |  | 36.99 |  | BR112100190
KVP2-V-1.0 500x150 | industrial one row adjust. grilles for circular duct, galvaniz. |  |  | 39.1 |  | BR115100310
KVP2-V-1.0 500x150 RAL 7035 | industrial one row adjust. grilles for circular duct, RAL 7035 |  |  | 38.02 |  | BR112100310
KVP2-V-1.0 500x200 | industrial one row adjust. grilles for circular duct, galvaniz. |  |  | 45.39 |  | BR115100410
KVP2-V-1.0 500x200 RAL 7035 | industrial one row adjust. grilles for circular duct, RAL 7035 |  |  | 44.17 |  | BR112100410
KVP2-V-1.0 600x75 | industrial one row adjust. grilles for circular duct, galvaniz. |  |  | 38.87 |  | BR115100090
KVP2-V-1.0 600x75 RAL 7035 | industrial one row adjust. grilles for circular duct, RAL 7035 |  |  | 37.83 |  | BR112100090
KVP2-V-1.0 600x100 | industrial one row adjust. grilles for circular duct, galvaniz. |  |  | 40.13 |  | BR115100210
KVP2-V-1.0 600x100 RAL 7035 | industrial one row adjust. grilles for circular duct, RAL 7035 |  |  | 39.1 |  | BR112100210
KVP2-V-1.0 600x150 | industrial one row adjust. grilles for circular duct, galvaniz. |  |  | 43.28 |  | BR115100330
KVP2-V-1.0 600x150 RAL 7035 | industrial one row adjust. grilles for circular duct, RAL 7035 |  |  | 42.1 |  | BR112100330
KVP2-V-1.0 600x200 | industrial one row adjust. grilles for circular duct, galvaniz. |  |  | 51.77 |  | BR115100430
KVP2-V-1.0 600x200 RAL 7035 | industrial one row adjust. grilles for circular duct, RAL 7035 |  |  | 50.32 |  | BR112100430
KVP2-V-1.0 800x75 | industrial one row adjust. grilles for circular duct, galvaniz. |  |  | 42.48 |  | BR115100110
KVP2-V-1.0 800x75 RAL 7035 | industrial one row adjust. grilles for circular duct, RAL 7035 |  |  | 41.4 |  | BR112100110
KVP2-V-1.0 800x100 | industrial one row adjust. grilles for circular duct, galvaniz. |  |  | 43.79 |  | BR115100230
KVP2-V-1.0 800x100 RAL 7035 | industrial one row adjust. grilles for circular duct, RAL 7035 |  |  | 42.57 |  | BR112100230
KVP2-V-1.0 800x150 | industrial one row adjust. grilles for circular duct, galvaniz. |  |  | 46.75 |  | BR115100350
KVP2-V-1.0 800x150 RAL 7035 | industrial one row adjust. grilles for circular duct, RAL 7035 |  |  | 45.44 |  | BR112100350
KVP2-V-1.0 800x200 | industrial one row adjust. grilles for circular duct, galvaniz. |  |  | 56.51 |  | BR115100450
KVP2-V-1.0 800x200 RAL 7035 | industrial one row adjust. grilles for circular duct, RAL 7035 |  |  | 55.01 |  | BR112100450
KVP2-V-1.0 1000x100 | industrial one row adjust. grilles for circular duct, galvaniz. |  |  | 51.16 |  | BR115100250
KVP2-V-1.0 1000x100 RAL 7035 | industrial one row adjust. grilles for circular duct, RAL 7035 |  |  | 49.8 |  | BR112100250
KVP2-V-1.0 1000x150 | industrial one row adjust. grilles for circular duct, galvaniz. |  |  | 53.28 |  | BR115100370
KVP2-V-1.0 1000x150 RAL 7035 | industrial one row adjust. grilles for circular duct, RAL 7035 |  |  | 51.77 |  | BR112100370
KVP2-V-1.0 1000x200 | industrial one row adjust. grilles for circular duct, galvaniz. |  |  | 61.35 |  | BR115100470
KVP2-V-1.0 1000x200 RAL 7035 | industrial one row adjust. grilles for circular duct, RAL 7035 |  |  | 59.71 |  | BR112100470
Industrial two rows adjustable grilles for circular duct - other design on request
regulation see below
KVP1-H-2.0 200x75 | industrial two rows adjust. grilles for circular duct, galvaniz. |  |  | 24.69 |  | BR114201010
KVP1-H-2.0 200x75 RAL 7035 | industrial two rows adjust. grilles for circular duct, RAL 7035 |  |  | 23.99 |  | BR111201010
KVP1-H-2.0 200x100 | industrial two rows adjust. grilles for circular duct, galvaniz. |  |  | 25.44 |  | BR114201130
KVP1-H-2.0 200x100 RAL 7035 | industrial two rows adjust. grilles for circular duct, RAL 7035 |  |  | 24.78 |  | BR111201130
KVP1-H-2.0 300x75 | industrial two rows adjust. grilles for circular duct, galvaniz. |  |  | 26.47 |  | BR114201030
KVP1-H-2.0 300x75 RAL 7035 | industrial two rows adjust. grilles for circular duct, RAL 7035 |  |  | 25.82 |  | BR111201030
KVP1-H-2.0 300x100 | industrial two rows adjust. grilles for circular duct, galvaniz. |  |  | 27.32 |  | BR114201150
KVP1-H-2.0 300x100 RAL 7035 | industrial two rows adjust. grilles for circular duct, RAL 7035 |  |  | 26.61 |  | BR111201150
KVP1-H-2.0 300x150 | industrial two rows adjust. grilles for circular duct, galvaniz. |  |  | 32.58 |  | BR114201270
KVP1-H-2.0 300x150 RAL 7035 | industrial two rows adjust. grilles for circular duct, RAL 7035 |  |  | 31.73 |  | BR111201270
KVP1-H-2.0 400x75 | industrial two rows adjust. grilles for circular duct, galvaniz. |  |  | 31.17 |  | BR114201050
KVP1-H-2.0 400x75 RAL 7035 | industrial two rows adjust. grilles for circular duct, RAL 7035 |  |  | 30.42 |  | BR111201050
KVP1-H-2.0 400x100 | industrial two rows adjust. grilles for circular duct, galvaniz. |  |  | 32.15 |  | BR114201170
KVP1-H-2.0 400x100 RAL 7035 | industrial two rows adjust. grilles for circular duct, RAL 7035 |  |  | 31.36 |  | BR111201170
KVP1-H-2.0 400x150 | industrial two rows adjust. grilles for circular duct, galvaniz. |  |  | 39.94 |  | BR114201290
KVP1-H-2.0 400x150 RAL 7035 | industrial two rows adjust. grilles for circular duct, RAL 7035 |  |  | 38.77 |  | BR111201290
KVP1-H-2.0 400x200 | industrial two rows adjust. grilles for circular duct, galvaniz. |  |  | 44.36 |  | BR114201390
KVP1-H-2.0 400x200 RAL 7035 | industrial two rows adjust. grilles for circular duct, RAL 7035 |  |  | 43.23 |  | BR111201390
KVP1-H-2.0 500x75 | industrial two rows adjust. grilles for circular duct, galvaniz. |  |  | 37.69 |  | BR114201070
KVP1-H-2.0 500x75 RAL 7035 | industrial two rows adjust. grilles for circular duct, RAL 7035 |  |  | 36.61 |  | BR111201070
KVP1-H-2.0 500x100 | industrial two rows adjust. grilles for circular duct, galvaniz. |  |  | 38.77 |  | BR114201190
KVP1-H-2.0 500x100 RAL 7035 | industrial two rows adjust. grilles for circular duct, RAL 7035 |  |  | 37.79 |  | BR111201190
KVP1-H-2.0 500x150 | industrial two rows adjust. grilles for circular duct, galvaniz. |  |  | 43.28 |  | BR114201310
KVP1-H-2.0 500x150 RAL 7035 | industrial two rows adjust. grilles for circular duct, RAL 7035 |  |  | 42.1 |  | BR111201310
KVP1-H-2.0 500x200 | industrial two rows adjust. grilles for circular duct, galvaniz. |  |  | 52.1 |  | BR114201410
KVP1-H-2.0 500x200 RAL 7035 | industrial two rows adjust. grilles for circular duct, RAL 7035 |  |  | 50.83 |  | BR111201410
KVP1-H-2.0 600x75 | industrial two rows adjust. grilles for circular duct, galvaniz. |  |  | 44.08 |  | BR114201090
KVP1-H-2.0 600x75 RAL 7035 | industrial two rows adjust. grilles for circular duct, RAL 7035 |  |  | 42.9 |  | BR111201090
KVP1-H-2.0 600x100 | industrial two rows adjust. grilles for circular duct, galvaniz. |  |  | 45.44 |  | BR114201210
KVP1-H-2.0 600x100 RAL 7035 | industrial two rows adjust. grilles for circular duct, RAL 7035 |  |  | 44.17 |  | BR111201210
KVP1-H-2.0 600x150 | industrial two rows adjust. grilles for circular duct, galvaniz. |  |  | 52.1 |  | BR114201330
KVP1-H-2.0 600x150 RAL 7035 | industrial two rows adjust. grilles for circular duct, RAL 7035 |  |  | 50.83 |  | BR111201330
KVP1-H-2.0 600x200 | industrial two rows adjust. grilles for circular duct, galvaniz. |  |  | 57.73 |  | BR114201430
KVP1-H-2.0 600x200 RAL 7035 | industrial two rows adjust. grilles for circular duct, RAL 7035 |  |  | 56.14 |  | BR111201430
KVP1-H-2.0 800x75 | industrial two rows adjust. grilles for circular duct, galvaniz. |  |  | 48.63 |  | BR114201110
KVP1-H-2.0 800x75 RAL 7035 | industrial two rows adjust. grilles for circular duct, RAL 7035 |  |  | 47.36 |  | BR111201110
KVP1-H-2.0 800x100 | industrial two rows adjust. grilles for circular duct, galvaniz. |  |  | 50.13 |  | BR114201230
KVP1-H-2.0 800x100 RAL 7035 | industrial two rows adjust. grilles for circular duct, RAL 7035 |  |  | 48.86 |  | BR111201230
KVP1-H-2.0 800x150 | industrial two rows adjust. grilles for circular duct, galvaniz. |  |  | 57.69 |  | BR114201350
KVP1-H-2.0 800x150 RAL 7035 | industrial two rows adjust. grilles for circular duct, RAL 7035 |  |  | 56.04 |  | BR111201350
KVP1-H-2.0 800x200 | industrial two rows adjust. grilles for circular duct, galvaniz. |  |  | 63.7 |  | BR114201450
KVP1-H-2.0 800x200 RAL 7035 | industrial two rows adjust. grilles for circular duct, RAL 7035 |  |  | 61.91 |  | BR111201450
KVP1-H-2.0 1000x100 | industrial two rows adjust. grilles for circular duct, galvaniz. |  |  | 57.45 |  | BR114201250
KVP1-H-2.0 1000x100 RAL 7035 | industrial two rows adjust. grilles for circular duct, RAL 7035 |  |  | 55.9 |  | BR111201250
KVP1-H-2.0 1000x150 | industrial two rows adjust. grilles for circular duct, galvaniz. |  |  | 64.45 |  | BR114201370
KVP1-H-2.0 1000x150 RAL 7035 | industrial two rows adjust. grilles for circular duct, RAL 7035 |  |  | 62.66 |  | BR111201370
KVP1-H-2.0 1000x200 | industrial two rows adjust. grilles for circular duct, galvaniz. |  |  | 70.78 |  | BR114201470
KVP1-H-2.0 1000x200 RAL 7035 | industrial two rows adjust. grilles for circular duct, RAL 7035 |  |  | 68.77 |  | BR111201470
KVP1-V-2.0 200x75 | industrial two rows adjust. grilles for circular duct, galvaniz. |  |  | 24.69 |  | BR114200010
KVP1-V-2.0 200x75 RAL 7035 | industrial two rows adjust. grilles for circular duct, RAL 7035 |  |  | 23.99 |  | BR111200010
KVP1-V-2.0 200x100 | industrial two rows adjust. grilles for circular duct, galvaniz. |  |  | 25.44 |  | BR114200130
KVP1-V-2.0 200x100 RAL 7035 | industrial two rows adjust. grilles for circular duct, RAL 7035 |  |  | 24.78 |  | BR111200130
KVP1-V-2.0 300x75 | industrial two rows adjust. grilles for circular duct, galvaniz. |  |  | 26.47 |  | BR114200030
KVP1-V-2.0 300x75 RAL 7035 | industrial two rows adjust. grilles for circular duct, RAL 7035 |  |  | 25.82 |  | BR111200030
KVP1-V-2.0 300x100 | industrial two rows adjust. grilles for circular duct, galvaniz. |  |  | 27.32 |  | BR114200150
KVP1-V-2.0 300x100 RAL 7035 | industrial two rows adjust. grilles for circular duct, RAL 7035 |  |  | 26.61 |  | BR111200150
KVP1-V-2.0 300x150 | industrial two rows adjust. grilles for circular duct, galvaniz. |  |  | 32.58 |  | BR114200270
KVP1-V-2.0 300x150 RAL 7035 | industrial two rows adjust. grilles for circular duct, RAL 7035 |  |  | 31.73 |  | BR111200270
KVP1-V-2.0 400x75 | industrial two rows adjust. grilles for circular duct, galvaniz. | o |  | 31.17 |  | BR114200050
KVP1-V-2.0 400x75 RAL 7035 | industrial two rows adjust. grilles for circular duct, RAL 7035 |  |  | 30.42 |  | BR111200050
KVP1-V-2.0 400x100 | industrial two rows adjust. grilles for circular duct, galvaniz. |  |  | 32.15 |  | BR114200170
KVP1-V-2.0 400x100 RAL 7035 | industrial two rows adjust. grilles for circular duct, RAL 7035 |  |  | 31.36 |  | BR111200170
KVP1-V-2.0 400x150 | industrial two rows adjust. grilles for circular duct, galvaniz. |  |  | 39.94 |  | BR114200290
KVP1-V-2.0 400x150 RAL 7035 | industrial two rows adjust. grilles for circular duct, RAL 7035 |  |  | 38.77 |  | BR111200290
KVP1-V-2.0 400x200 | industrial two rows adjust. grilles for circular duct, galvaniz. |  |  | 44.36 |  | BR114200390
KVP1-V-2.0 400x200 RAL 7035 | industrial two rows adjust. grilles for circular duct, RAL 7035 |  |  | 43.23 |  | BR111200390
KVP1-V-2.0 500x75 | industrial two rows adjust. grilles for circular duct, galvaniz. |  |  | 37.69 |  | BR114200070
KVP1-V-2.0 500x75 RAL 7035 | industrial two rows adjust. grilles for circular duct, RAL 7035 |  |  | 36.61 |  | BR111200070
KVP1-V-2.0 500x100 | industrial two rows adjust. grilles for circular duct, galvaniz. |  |  | 38.77 |  | BR114200190
KVP1-V-2.0 500x100 RAL 7035 | industrial two rows adjust. grilles for circular duct, RAL 7035 |  |  | 37.79 |  | BR111200190
KVP1-V-2.0 500x150 | industrial two rows adjust. grilles for circular duct, galvaniz. |  |  | 43.28 |  | BR114200310
KVP1-V-2.0 500x150 RAL 7035 | industrial two rows adjust. grilles for circular duct, RAL 7035 |  |  | 42.1 |  | BR111200310
KVP1-V-2.0 500x200 | industrial two rows adjust. grilles for circular duct, galvaniz. |  |  | 52.1 |  | BR114200410
KVP1-V-2.0 500x200 RAL 7035 | industrial two rows adjust. grilles for circular duct, RAL 7035 |  |  | 50.83 |  | BR111200410
KVP1-V-2.0 600x75 | industrial two rows adjust. grilles for circular duct, galvaniz. |  |  | 44.08 |  | BR114200090
KVP1-V-2.0 600x75 RAL 7035 | industrial two rows adjust. grilles for circular duct, RAL 7035 |  |  | 42.9 |  | BR111200090
KVP1-V-2.0 600x100 | industrial two rows adjust. grilles for circular duct, galvaniz. |  |  | 45.44 |  | BR114200210
KVP1-V-2.0 600x100 RAL 7035 | industrial two rows adjust. grilles for circular duct, RAL 7035 |  |  | 44.17 |  | BR111200210
KVP1-V-2.0 600x150 | industrial two rows adjust. grilles for circular duct, galvaniz. |  |  | 52.1 |  | BR114200330
KVP1-V-2.0 600x150 RAL 7035 | industrial two rows adjust. grilles for circular duct, RAL 7035 |  |  | 50.83 |  | BR111200330
KVP1-V-2.0 600x200 | industrial two rows adjust. grilles for circular duct, galvaniz. |  |  | 57.73 |  | BR114200430
KVP1-V-2.0 600x200 RAL 7035 | industrial two rows adjust. grilles for circular duct, RAL 7035 |  |  | 56.14 |  | BR111200430
KVP1-V-2.0 800x75 | industrial two rows adjust. grilles for circular duct, galvaniz. |  |  | 48.63 |  | BR114200110
KVP1-V-2.0 800x75 RAL 7035 | industrial two rows adjust. grilles for circular duct, RAL 7035 |  |  | 47.36 |  | BR111200110
KVP1-V-2.0 800x100 | industrial two rows adjust. grilles for circular duct, galvaniz. | o |  | 50.13 |  | BR114200230
KVP1-V-2.0 800x100 RAL 7035 | industrial two rows adjust. grilles for circular duct, RAL 7035 |  |  | 48.86 |  | BR111200230
KVP1-V-2.0 800x150 | industrial two rows adjust. grilles for circular duct, galvaniz. |  |  | 57.69 |  | BR114200350
KVP1-V-2.0 800x150 RAL 7035 | industrial two rows adjust. grilles for circular duct, RAL 7035 |  |  | 56.04 |  | BR111200350
KVP1-V-2.0 800x200 | industrial two rows adjust. grilles for circular duct, galvaniz. |  |  | 63.7 |  | BR114200450
KVP1-V-2.0 800x200 RAL 7035 | industrial two rows adjust. grilles for circular duct, RAL 7035 |  |  | 61.91 |  | BR111200450
KVP1-V-2.0 1000x100 | industrial two rows adjust. grilles for circular duct, galvaniz. |  |  | 57.45 |  | BR114200250
KVP1-V-2.0 1000x100 RAL 7035 | industrial two rows adjust. grilles for circular duct, RAL 7035 |  |  | 55.9 |  | BR111200250
KVP1-V-2.0 1000x150 | industrial two rows adjust. grilles for circular duct, galvaniz. |  |  | 64.45 |  | BR114200370
KVP1-V-2.0 1000x150 RAL 7035 | industrial two rows adjust. grilles for circular duct, RAL 7035 |  |  | 62.66 |  | BR111200370
KVP1-V-2.0 1000x200 | industrial two rows adjust. grilles for circular duct, galvaniz. |  |  | 70.78 |  | BR114200470
KVP1-V-2.0 1000x200 RAL 7035 | industrial two rows adjust. grilles for circular duct, RAL 7035 |  |  | 68.77 |  | BR111200470
KVP2-H-2.0 200x75 | industrial two rows adjust. grilles for circular duct, galvaniz. |  |  | 28.16 |  | BR115201010
KVP2-H-2.0 200x75 RAL 7035 | industrial two rows adjust. grilles for circular duct, RAL 7035 |  |  | 27.41 |  | BR112201010
KVP2-H-2.0 200x100 | industrial two rows adjust. grilles for circular duct, galvaniz. |  |  | 29.15 |  | BR115201130
KVP2-H-2.0 200x100 RAL 7035 | industrial two rows adjust. grilles for circular duct, RAL 7035 |  |  | 28.26 |  | BR112201130
KVP2-H-2.0 300x75 | industrial two rows adjust. grilles for circular duct, galvaniz. |  |  | 32.86 |  | BR115201030
KVP2-H-2.0 300x75 RAL 7035 | industrial two rows adjust. grilles for circular duct, RAL 7035 |  |  | 32.06 |  | BR112201030
KVP2-H-2.0 300x100 | industrial two rows adjust. grilles for circular duct, galvaniz. |  |  | 33.94 |  | BR115201150
KVP2-H-2.0 300x100 RAL 7035 | industrial two rows adjust. grilles for circular duct, RAL 7035 |  |  | 33.04 |  | BR112201150
KVP2-H-2.0 300x150 | industrial two rows adjust. grilles for circular duct, galvaniz. |  |  | 42.1 |  | BR115201270
KVP2-H-2.0 300x150 RAL 7035 | industrial two rows adjust. grilles for circular duct, RAL 7035 |  |  | 40.98 |  | BR112201270
KVP2-H-2.0 400x75 | industrial two rows adjust. grilles for circular duct, galvaniz. |  |  | 39.94 |  | BR115201050
KVP2-H-2.0 400x75 RAL 7035 | industrial two rows adjust. grilles for circular duct, RAL 7035 |  |  | 38.82 |  | BR112201050
KVP2-H-2.0 400x100 | industrial two rows adjust. grilles for circular duct, galvaniz. |  |  | 41.21 |  | BR115201170
KVP2-H-2.0 400x100 RAL 7035 | industrial two rows adjust. grilles for circular duct, RAL 7035 |  |  | 40.13 |  | BR112201170
KVP2-H-2.0 400x150 | industrial two rows adjust. grilles for circular duct, galvaniz. |  |  | 49.61 |  | BR115201290
KVP2-H-2.0 400x150 RAL 7035 | industrial two rows adjust. grilles for circular duct, RAL 7035 |  |  | 48.21 |  | BR112201290
KVP2-H-2.0 400x200 | industrial two rows adjust. grilles for circular duct, galvaniz. |  |  | 54.97 |  | BR115201390
KVP2-H-2.0 400x200 RAL 7035 | industrial two rows adjust. grilles for circular duct, RAL 7035 |  |  | 53.42 |  | BR112201390
KVP2-H-2.0 500x75 | industrial two rows adjust. grilles for circular duct, galvaniz. |  |  | 47.17 |  | BR115201070
KVP2-H-2.0 500x75 RAL 7035 | industrial two rows adjust. grilles for circular duct, RAL 7035 |  |  | 45.86 |  | BR112201070
KVP2-H-2.0 500x100 | industrial two rows adjust. grilles for circular duct, galvaniz. |  |  | 48.58 |  | BR115201190
KVP2-H-2.0 500x100 RAL 7035 | industrial two rows adjust. grilles for circular duct, RAL 7035 |  |  | 47.31 |  | BR112201190
KVP2-H-2.0 500x150 | industrial two rows adjust. grilles for circular duct, galvaniz. |  |  | 59 |  | BR115201310
KVP2-H-2.0 500x150 RAL 7035 | industrial two rows adjust. grilles for circular duct, RAL 7035 |  |  | 57.41 |  | BR112201310
KVP2-H-2.0 500x200 | industrial two rows adjust. grilles for circular duct, galvaniz. |  |  | 61.3 |  | BR115201410
KVP2-H-2.0 500x200 RAL 7035 | industrial two rows adjust. grilles for circular duct, RAL 7035 |  |  | 59.66 |  | BR112201410
KVP2-H-2.0 600x75 | industrial two rows adjust. grilles for circular duct, galvaniz. |  |  | 57.31 |  | BR115201090
KVP2-H-2.0 600x75 RAL 7035 | industrial two rows adjust. grilles for circular duct, RAL 7035 |  |  | 55.81 |  | BR112201090
KVP2-H-2.0 600x100 | industrial two rows adjust. grilles for circular duct, galvaniz. |  |  | 59.1 |  | BR115201210
KVP2-H-2.0 600x100 RAL 7035 | industrial two rows adjust. grilles for circular duct, RAL 7035 |  |  | 57.45 |  | BR112201210
KVP2-H-2.0 600x150 | industrial two rows adjust. grilles for circular duct, galvaniz. |  |  | 63.37 |  | BR115201330
KVP2-H-2.0 600x150 RAL 7035 | industrial two rows adjust. grilles for circular duct, RAL 7035 |  |  | 61.68 |  | BR112201330
KVP2-H-2.0 600x200 | industrial two rows adjust. grilles for circular duct, galvaniz. |  |  | 72.8 |  | BR115201430
KVP2-H-2.0 600x200 RAL 7035 | industrial two rows adjust. grilles for circular duct, RAL 7035 |  |  | 70.92 |  | BR112201430
KVP2-H-2.0 800x75 | industrial two rows adjust. grilles for circular duct, galvaniz. |  |  | 60.32 |  | BR115201110
KVP2-H-2.0 800x75 RAL 7035 | industrial two rows adjust. grilles for circular duct, RAL 7035 |  |  | 58.67 |  | BR112201110
KVP2-H-2.0 800x100 | industrial two rows adjust. grilles for circular duct, galvaniz. |  |  | 62.15 |  | BR115201230
KVP2-H-2.0 800x100 RAL 7035 | industrial two rows adjust. grilles for circular duct, RAL 7035 |  |  | 60.5 |  | BR112201230
KVP2-H-2.0 800x150 | industrial two rows adjust. grilles for circular duct, galvaniz. |  |  | 72.57 |  | BR115201350
KVP2-H-2.0 800x150 RAL 7035 | industrial two rows adjust. grilles for circular duct, RAL 7035 |  |  | 70.69 |  | BR112201350
KVP2-H-2.0 800x200 | industrial two rows adjust. grilles for circular duct, galvaniz. |  |  | 88.86 |  | BR115201450
KVP2-H-2.0 800x200 RAL 7035 | industrial two rows adjust. grilles for circular duct, RAL 7035 |  |  | 86.32 |  | BR112201450
KVP2-H-2.0 1000x100 | industrial two rows adjust. grilles for circular duct, galvaniz. |  |  | 67.36 |  | BR115201250
KVP2-H-2.0 1000x100 RAL 7035 | industrial two rows adjust. grilles for circular duct, RAL 7035 |  |  | 65.48 |  | BR112201250
KVP2-H-2.0 1000x150 | industrial two rows adjust. grilles for circular duct, galvaniz. |  |  | 80.41 |  | BR115201370
KVP2-H-2.0 1000x150 RAL 7035 | industrial two rows adjust. grilles for circular duct, RAL 7035 |  |  | 78.11 |  | BR112201370
KVP2-H-2.0 1000x200 | industrial two rows adjust. grilles for circular duct, galvaniz. |  |  | 114.62 |  | BR115201470
KVP2-H-2.0 1000x200 RAL 7035 | industrial two rows adjust. grilles for circular duct, RAL 7035 |  |  | 111.48 |  | BR112201470
KVP2-V-2.0 200x75 | industrial two rows adjust. grilles for circular duct, galvaniz. |  |  | 28.16 |  | BR115200010
KVP2-V-2.0 200x75 RAL 7035 | industrial two rows adjust. grilles for circular duct, RAL 7035 |  |  | 27.41 |  | BR112200010
KVP2-V-2.0 200x100 | industrial two rows adjust. grilles for circular duct, galvaniz. |  |  | 29.15 |  | BR115200130
KVP2-V-2.0 200x100 RAL 7035 | industrial two rows adjust. grilles for circular duct, RAL 7035 |  |  | 28.26 |  | BR112200130
KVP2-V-2.0 300x75 | industrial two rows adjust. grilles for circular duct, galvaniz. |  |  | 32.86 |  | BR115200030
KVP2-V-2.0 300x75 RAL 7035 | industrial two rows adjust. grilles for circular duct, RAL 7035 |  |  | 32.06 |  | BR112200030
KVP2-V-2.0 300x100 | industrial two rows adjust. grilles for circular duct, galvaniz. |  |  | 33.94 |  | BR115200150
KVP2-V-2.0 300x100 RAL 7035 | industrial two rows adjust. grilles for circular duct, RAL 7035 |  |  | 33.04 |  | BR112200150
KVP2-V-2.0 300x150 | industrial two rows adjust. grilles for circular duct, galvaniz. |  |  | 42.1 |  | BR115200270
KVP2-V-2.0 300x150 RAL 7035 | industrial two rows adjust. grilles for circular duct, RAL 7035 |  |  | 40.98 |  | BR112200270
KVP2-V-2.0 400x75 | industrial two rows adjust. grilles for circular duct, galvaniz. |  |  | 39.94 |  | BR115200050
KVP2-V-2.0 400x75 RAL 7035 | industrial two rows adjust. grilles for circular duct, RAL 7035 |  |  | 38.82 |  | BR112200050
KVP2-V-2.0 400x100 | industrial two rows adjust. grilles for circular duct, galvaniz. |  |  | 41.21 |  | BR115200170
KVP2-V-2.0 400x100 RAL 7035 | industrial two rows adjust. grilles for circular duct, RAL 7035 |  |  | 40.13 |  | BR112200170
KVP2-V-2.0 400x150 | industrial two rows adjust. grilles for circular duct, galvaniz. |  |  | 49.61 |  | BR115200290
KVP2-V-2.0 400x150 RAL 7035 | industrial two rows adjust. grilles for circular duct, RAL 7035 |  |  | 48.21 |  | BR112200290
KVP2-V-2.0 400x200 | industrial two rows adjust. grilles for circular duct, galvaniz. |  |  | 54.97 |  | BR115200390
KVP2-V-2.0 400x200 RAL 7035 | industrial two rows adjust. grilles for circular duct, RAL 7035 |  |  | 53.42 |  | BR112200390
KVP2-V-2.0 500x75 | industrial two rows adjust. grilles for circular duct, galvaniz. |  |  | 47.17 |  | BR115200070
KVP2-V-2.0 500x75 RAL 7035 | industrial two rows adjust. grilles for circular duct, RAL 7035 |  |  | 45.86 |  | BR112200070
KVP2-V-2.0 500x100 | industrial two rows adjust. grilles for circular duct, galvaniz. |  |  | 48.58 |  | BR115200190
KVP2-V-2.0 500x100 RAL 7035 | industrial two rows adjust. grilles for circular duct, RAL 7035 |  |  | 47.31 |  | BR112200190
KVP2-V-2.0 500x150 | industrial two rows adjust. grilles for circular duct, galvaniz. |  |  | 59 |  | BR115200310
KVP2-V-2.0 500x150 RAL 7035 | industrial two rows adjust. grilles for circular duct, RAL 7035 |  |  | 57.41 |  | BR112200310
KVP2-V-2.0 500x200 | industrial two rows adjust. grilles for circular duct, galvaniz. |  |  | 61.3 |  | BR115200410
KVP2-V-2.0 500x200 RAL 7035 | industrial two rows adjust. grilles for circular duct, RAL 7035 |  |  | 59.66 |  | BR112200410
KVP2-V-2.0 600x75 | industrial two rows adjust. grilles for circular duct, galvaniz. |  |  | 57.31 |  | BR115200090
KVP2-V-2.0 600x75 RAL 7035 | industrial two rows adjust. grilles for circular duct, RAL 7035 |  |  | 55.81 |  | BR112200090
KVP2-V-2.0 600x100 | industrial two rows adjust. grilles for circular duct, galvaniz. |  |  | 59.1 |  | BR115200210
KVP2-V-2.0 600x100 RAL 7035 | industrial two rows adjust. grilles for circular duct, RAL 7035 |  |  | 57.45 |  | BR112200210
KVP2-V-2.0 600x150 | industrial two rows adjust. grilles for circular duct, galvaniz. |  |  | 63.37 |  | BR115200330
KVP2-V-2.0 600x150 RAL 7035 | industrial two rows adjust. grilles for circular duct, RAL 7035 |  |  | 61.68 |  | BR112200330
KVP2-V-2.0 600x200 | industrial two rows adjust. grilles for circular duct, galvaniz. |  |  | 72.8 |  | BR115200430
KVP2-V-2.0 600x200 RAL 7035 | industrial two rows adjust. grilles for circular duct, RAL 7035 |  |  | 70.92 |  | BR112200430
KVP2-V-2.0 800x75 | industrial two rows adjust. grilles for circular duct, galvaniz. |  |  | 60.32 |  | BR115200110
KVP2-V-2.0 800x75 RAL 7035 | industrial two rows adjust. grilles for circular duct, RAL 7035 |  |  | 58.67 |  | BR112200110
KVP2-V-2.0 800x100 | industrial two rows adjust. grilles for circular duct, galvaniz. |  |  | 62.15 |  | BR115200230
KVP2-V-2.0 800x100 RAL 7035 | industrial two rows adjust. grilles for circular duct, RAL 7035 |  |  | 60.5 |  | BR112200230
KVP2-V-2.0 800x150 | industrial two rows adjust. grilles for circular duct, galvaniz. |  |  | 72.57 |  | BR115200350
KVP2-V-2.0 800x150 RAL 7035 | industrial two rows adjust. grilles for circular duct, RAL 7035 |  |  | 70.69 |  | BR112200350
KVP2-V-2.0 800x200 | industrial two rows adjust. grilles for circular duct, galvaniz. |  |  | 88.86 |  | BR115200450
KVP2-V-2.0 800x200 RAL 7035 | industrial two rows adjust. grilles for circular duct, RAL 7035 |  |  | 86.32 |  | BR112200450
KVP2-V-2.0 1000x100 | industrial two rows adjust. grilles for circular duct, galvaniz. |  |  | 67.36 |  | BR115200250
KVP2-V-2.0 1000x100 RAL 7035 | industrial two rows adjust. grilles for circular duct, RAL 7035 |  |  | 65.48 |  | BR112200250
KVP2-V-2.0 1000x150 | industrial two rows adjust. grilles for circular duct, galvaniz. |  |  | 80.41 |  | BR115200370
KVP2-V-2.0 1000x150 RAL 7035 | industrial two rows adjust. grilles for circular duct, RAL 7035 |  |  | 78.11 |  | BR112200370
KVP2-V-2.0 1000x200 | industrial two rows adjust. grilles for circular duct, galvaniz. |  |  | 114.62 |  | BR115200470
KVP2-V-2.0 1000x200 RAL 7035 | industrial two rows adjust. grilles for circular duct, RAL 7035 |  |  | 111.48 |  | BR112200470
Accessories
OT | openable regulation dampers
R1 | regulation dampers
R2 | regulation dampers
Step diffusers
DF-CP-MT-2 | step diffuser |  |  | on request |  | KO117100010
DF-CP-MT-3 | step diffuser |  |  | on request |  | KO117100020
DF-CP-MT-4 | step diffuser |  |  | on request |  | KO117100030
DF-CP-MT-5 | step diffuser |  |  | on request |  | KO117100040
DF-CP-MT-6 | step diffuser |  |  | on request |  | KO117100050
Frames
KKL 80 | frame for dish valve |  |  | 4.88 |  | AB210100010
KKL 100 | frame for dish valve | o |  | 4.51 |  | AB210100020
KKL 125 | frame for dish valve | o |  | 4.74 |  | AB210100030
KKL 150 | frame for dish valve | o |  | 4.69 |  | AB210100040
KKL 160 | frame for dish valve | o |  | 5.02 |  | AB210100050
KKL 200 | frame for dish valve | o |  | 6.62 |  | AB210100060
KKT 80 | frame for dish valve with gasket | o |  | 4.88 |  | AB220100060
KKT 100 | frame for dish valve with gasket | o |  | 5.07 |  | AB220100010
KKT 125 | frame for dish valve with gasket | o |  | 6.01 |  | AB220100020
KKT 150 | frame for dish valve with gasket | o |  | 6.01 |  | AB220100030
KKT 160 | frame for dish valve with gasket | o |  | 6.34 |  | AB220100040
KKT 200 | frame for dish valve with gasket | o |  | 8.12 |  | AB220100050
Accessories for distribution elements
Filters FTR
FTR 400x75 | spare filter for MDU, MSU F |  |  | on request
FTR 500x75 | spare filter for MDU, MSU F |  |  | on request
FTR 600x75 | spare filter for MDU, MSU F |  |  | on request
FTR 800x75 | spare filter for MDU, MSU F |  |  | on request
FTR 1000x75 | spare filter for MDU, MSU F |  |  | on request
FTR 1200x75 | spare filter for MDU, MSU F |  |  | on request
FTR 200x100 | spare filter for MDU, MSU F |  |  | on request
FTR 300x100 | spare filter for MDU, MSU F |  |  | on request
FTR 400x100 | spare filter for MDU, MSU F |  |  | on request
FTR 500x100 | spare filter for MDU, MSU F |  |  | on request
FTR 600x100 | spare filter for MDU, MSU F |  |  | on request
FTR 800x100 | spare filter for MDU, MSU F |  |  | on request
FTR 1000x100 | spare filter for MDU, MSU F |  |  | on request
FTR 1200x100 | spare filter for MDU, MSU F |  |  | on request
FTR 300x125 | spare filter for MDU, MSU F |  |  | on request
FTR 400x125 | spare filter for MDU, MSU F |  |  | on request
FTR 500x125 | spare filter for MDU, MSU F |  |  | on request
FTR 600x125 | spare filter for MDU, MSU F |  |  | on request
FTR 800x125 | spare filter for MDU, MSU F |  |  | on request
FTR 1000x125 | spare filter for MDU, MSU F |  |  | on request
FTR 1200x125 | spare filter for MDU, MSU F |  |  | on request
FTR 300x150 | spare filter for MDU, MSU F |  |  | on request
FTR 400x150 | spare filter for MDU, MSU F |  |  | on request
FTR 500x150 | spare filter for MDU, MSU F |  |  | on request
FTR 600x150 | spare filter for MDU, MSU F |  |  | on request
FTR 800x150 | spare filter for MDU, MSU F |  |  | on request
FTR 1000x150 | spare filter for MDU, MSU F |  |  | on request
FTR 1200x150 | spare filter for MDU, MSU F |  |  | on request
FTR 300x200 | spare filter for MDU, MSU F |  |  | on request
FTR 400x200 | spare filter for MDU, MSU F |  |  | on request
FTR 500x200 | spare filter for MDU, MSU F |  |  | on request
FTR 600x200 | spare filter for MDU, MSU F |  |  | on request
FTR 800x200 | spare filter for MDU, MSU F |  |  | on request
FTR 1000x200 | spare filter for MDU, MSU F |  |  | on request
Openable regulation dampers OT
OT 200x75 | openable regulation dampers for KVK/KVP |  |  | 16.76 |  | BR113300010
OT 200x100 | openable regulation dampers for KVK/KVP |  |  | 17.7 |  | BR113300130
OT 300x75 | openable regulation dampers for KVK/KVP |  |  | 17.56 |  | BR113300030
OT 300x100 | openable regulation dampers for KVK/KVP |  |  | 18.54 |  | BR113300150
OT 300x150 | openable regulation dampers for KVK/KVP |  |  | 23.8 |  | BR113300270
OT 400x75 | openable regulation dampers for KVK/KVP |  |  | 18.68 |  | BR113300050
OT 400x100 | openable regulation dampers for KVK/KVP |  |  | 19.76 |  | BR113300170
OT 400x150 | openable regulation dampers for KVK/KVP |  |  | 24.69 |  | BR113300290
OT 400x200 | openable regulation dampers for KVK/KVP |  |  | 30.42 |  | BR113300390
OT 500x75 | openable regulation dampers for KVK/KVP |  |  | 22.67 |  | BR113300070
OT 500x100 | openable regulation dampers for KVK/KVP |  |  | 23.8 |  | BR113300190
OT 500x150 | openable regulation dampers for KVK/KVP |  |  | 30.42 |  | BR113300310
OT 500x200 | openable regulation dampers for KVK/KVP |  |  | 33.56 |  | BR113300410
OT 600x75 | openable regulation dampers for KVK/KVP |  |  | 27.32 |  | BR113300090
OT 600x100 | openable regulation dampers for KVK/KVP |  |  | 28.77 |  | BR113300210
OT 600x150 | openable regulation dampers for KVK/KVP |  |  | 33.56 |  | BR113300330
OT 600x200 | openable regulation dampers for KVK/KVP |  |  | 40.18 |  | BR113300430
OT 800x75 | openable regulation dampers for KVK/KVP |  |  | 37.32 |  | BR113300110
OT 800x100 | openable regulation dampers for KVK/KVP |  |  | 39.43 |  | BR113300230
OT 800x150 | openable regulation dampers for KVK/KVP |  |  | 44.69 |  | BR113300350
OT 800x200 | openable regulation dampers for KVK/KVP |  |  | 56.04 |  | BR113300450
OT 1000x100 | openable regulation dampers for KVK/KVP |  |  | 43.98 |  | BR113300250
OT 1000x150 | openable regulation dampers for KVK/KVP |  |  | 53.65 |  | BR113300370
OT 1000x200 | openable regulation dampers for KVK/KVP |  |  | 67.03 |  | BR113300470
Wall frames PR
PR 200x100 | wall frame for MSU 25, VKE, VPE | o |  | 5.87 |  | BR124100010
PR 200x150 | wall frame for MSU 25, VKE, VPE | o |  | 5.87 |  | BR124100170
PR 200x200 | wall frame for MSU 25, VKE, VPE |  |  | 6.52 |  | BR124100330
PR 300x100 | wall frame for MSU 25, VKE, VPE | o |  | 5.87 |  | BR124100030
PR 300x125 | wall frame for MSU 25, VKE, VPE |  |  | 5.87 |  | BR147100290
PR 300x150 | wall frame for MSU 25, VKE, VPE | o |  | 6.52 |  | BR124100190
PR 300x200 | wall frame for MSU 25, VKE, VPE | o |  | 7.18 |  | BR124100350
PR 300x300 | wall frame for MSU 25, VKE, VPE |  |  | 8.64 |  | BR124100490
PR 400x75 | wall frame for MSU 25, VKE, VPE |  |  | 6.52 |  | BR147100010
PR 400x100 | wall frame for MSU 25, VKE, VPE | o |  | 6.52 |  | BR124100050
PR 400x125 | wall frame for MSU 25, VKE, VPE |  |  | 9.29 |  | BR124100054
PR 400x150 | wall frame for MSU 25, VKE, VPE | o |  | 7.18 |  | BR124100210
PR 400x200 | wall frame for MSU 25, VKE, VPE | o |  | 8.26 |  | BR124100370
PR 400x300 | wall frame for MSU 25, VKE, VPE |  |  | 10 |  | BR124100510
PR 400x400 | wall frame for MSU 25, VKE, VPE |  |  | 11.41 |  | BR124100630
PR 500x75 | wall frame for MSU 25, VKE, VPE |  |  | 9.29 |  | BR124100069
PR 500x100 | wall frame for MSU 25, VKE, VPE | o |  | 7.18 |  | BR124100070
PR 500x125 | wall frame for MSU 25, VKE, VPE |  |  | 7.84 |  | BR147100330
PR 500x150 | wall frame for MSU 25, VKE, VPE | o |  | 8.64 |  | BR124100230
PR 500x200 | wall frame for MSU 25, VKE, VPE | o |  | 9.29 |  | BR124100390
PR 500x300 | wall frame for MSU 25, VKE, VPE | o |  | 11.41 |  | BR124100530
PR 500x400 | wall frame for MSU 25, VKE, VPE |  |  | 12.77 |  | BR124100650
PR 500x500 | wall frame for MSU 25, VKE, VPE |  |  | 14.22 |  | BR124100750
PR 600x75 | wall frame for MSU 25, VKE, VPE |  |  | 7.79 |  | BR147100050
PR 600x100 | wall frame for MSU 25, VKE, VPE | o |  | 7.79 |  | BR124100090
PR 600x125 | wall frame for MSU 25, VKE, VPE |  |  | 8.64 |  | BR147100350
PR 600x150 | wall frame for MSU 25, VKE, VPE | o |  | 9.29 |  | BR124100250
PR 600x200 | wall frame for MSU 25, VKE, VPE | o |  | 10 |  | BR124100410
PR 600x300 | wall frame for MSU 25, VKE, VPE | o |  | 12.06 |  | BR124100550
PR 600x400 | wall frame for MSU 25, VKE, VPE |  |  | 14.22 |  | BR124100670
PR 600x500 | wall frame for MSU 25, VKE, VPE |  |  | 15.58 |  | BR124100770
PR 700x100 | wall frame for MSU 25, VKE, VPE |  |  | 8.64 |  | BR124100110
PR 700x150 | wall frame for MSU 25, VKE, VPE |  |  | 10 |  | BR124100270
PR 700x200 | wall frame for MSU 25, VKE, VPE |  |  | 11.03 |  | BR124100430
PR 700x300 | wall frame for MSU 25, VKE, VPE |  |  | 13.14 |  | BR124100570
PR 700x400 | wall frame for MSU 25, VKE, VPE |  |  | 15.21 |  | BR124100690
PR 800x75 | wall frame for MSU 25, VKE, VPE |  |  | 9.29 |  | BR124100133
PR 800x100 | wall frame for MSU 25, VKE, VPE |  |  | 9.29 |  | BR124100130
PR 800x125 | wall frame for MSU 25, VKE, VPE |  |  | 10 |  | BR147100370
PR 800x150 | wall frame for MSU 25, VKE, VPE |  |  | 10.7 |  | BR124100290
PR 800x200 | wall frame for MSU 25, VKE, VPE | o |  | 12.06 |  | BR124100450
PR 800x300 | wall frame for MSU 25, VKE, VPE | o |  | 14.22 |  | BR124100590
PR 800x400 | wall frame for MSU 25, VKE, VPE |  |  | 16.1 |  | BR124100710
PR 800x500 | wall frame for MSU 25, VKE, VPE |  |  | 17.74 |  | BR124100790
PR 1000x75 | wall frame for MSU 25, VKE, VPE |  |  | 10.7 |  | BR147100090
PR 1000x100 | wall frame for MSU 25, VKE, VPE |  |  | 10.7 |  | BR124100150
PR 1000x125 | wall frame for MSU 25, VKE, VPE |  |  | 11.36 |  | BR147100390
PR 1000x150 | wall frame for MSU 25, VKE, VPE |  |  | 12.06 |  | BR124100310
PR 1000x200 | wall frame for MSU 25, VKE, VPE |  |  | 13.47 |  | BR124100470
PR 1000x300 | wall frame for MSU 25, VKE, VPE |  |  | 16.1 |  | BR124100610
PR 1000x400 | wall frame for MSU 25, VKE, VPE |  |  | 18.45 |  | BR124100730
PR 1000x500 | wall frame for MSU 25, VKE, VPE |  |  | 19.81 |  | BR124100810
PR 1200x75 | wall frame for MSU 25, VKE, VPE |  |  | on request
PR 1200x100 | wall frame for MSU 25, VKE, VPE |  |  | on request
PR 1200x125 | wall frame for MSU 25, VKE, VPE |  |  | 14.88 |  | BR147100410
PR 1200x150 | wall frame for MSU 25, VKE, VPE |  |  | 14.88 |  | BR147100550
PR 1200x200 | wall frame for MSU 25, VKE, VPE |  |  | 15.58 |  | BR147100690
PR 1200x300 | wall frame for MSU 25, VKE, VPE |  |  | on request
PR 1200x400 | wall frame for MSU 25, VKE, VPE |  |  | on request
Regulation dampers R1
R1 200x75 | regulation R1 for MSU 25, VKE, VPE, KVK/KVP, MZL-KV | o |  | 14.83 |  | BR123100820
R1 200x100 | regulation R1 for MSU 25, VKE, VPE, KVK/KVP, MZL-KV | o |  | 11.45 |  | BR123100010
R1 200x150 | regulation R1 for MSU 25, VKE, VPE, KVK/KVP, MZL-KV |  |  | 12.2 |  | BR123100170
R1 200x200 | regulation R1 for MSU 25, VKE, VPE, KVK/KVP, MZL-KV |  |  | 13 |  | BR123100330
R1 275x100 | regulation R1 for MSU 25, VKE, VPE, KVK/KVP, MZL-KV |  |  | on request
R1 275x150 | regulation R1 for MSU 25, VKE, VPE, KVK/KVP, MZL-KV |  |  | on request
R1 275x200 | regulation R1 for MSU 25, VKE, VPE, KVK/KVP, MZL-KV |  |  | on request
R1 300x75 | regulation R1 for MSU 25, VKE, VPE, KVK/KVP, MZL-KV | o |  | 15.87 |  | BR123100830
R1 300x100 | regulation R1 for MSU 25, VKE, VPE, KVK/KVP, MZL-KV | o |  | 12.2 |  | BR123100030
R1 300x125 | regulation R1 for MSU 25, VKE, VPE, KVK/KVP, MZL-KV |  |  | on request
R1 300x150 | regulation R1 for MSU 25, VKE, VPE, KVK/KVP, MZL-KV | o |  | 13.94 |  | BR123100190
R1 300x200 | regulation R1 for MSU 25, VKE, VPE, KVK/KVP, MZL-KV |  |  | 17.98 |  | BR123100350
R1 300x300 | regulation R1 for MSU 25, VKE, VPE, KVK/KVP, MZL-KV |  |  | 21.26 |  | BR123100490
R1 350x100 | regulation R1 for MSU 25, VKE, VPE, KVK/KVP, MZL-KV |  |  | on request
R1 350x150 | regulation R1 for MSU 25, VKE, VPE, KVK/KVP, MZL-KV |  |  | 23.42 |  | BR123100192
R1 350x200 | regulation R1 for MSU 25, VKE, VPE, KVK/KVP, MZL-KV |  |  | on request
R1 400x75 | regulation R1 for MSU 25, VKE, VPE, KVK/KVP, MZL-KV | o |  | 12.67 |  | BR123100840
R1 400x100 | regulation R1 for MSU 25, VKE, VPE, KVK/KVP, MZL-KV | o |  | 13 |  | BR123100050
R1 400x125 | regulation R1 for MSU 25, VKE, VPE, KVK/KVP, MZL-KV |  |  | on request
R1 400x150 | regulation R1 for MSU 25, VKE, VPE, KVK/KVP, MZL-KV | o |  | 16.38 |  | BR123100210
R1 400x200 | regulation R1 for MSU 25, VKE, VPE, KVK/KVP, MZL-KV | o |  | 19.57 |  | BR123100370
R1 400x300 | regulation R1 for MSU 25, VKE, VPE, KVK/KVP, MZL-KV |  |  | 26 |  | BR123100510
R1 400x400 | regulation R1 for MSU 25, VKE, VPE, KVK/KVP, MZL-KV |  |  | 29.2 |  | BR123100630
R1 425x100 | regulation R1 for MSU 25, VKE, VPE, KVK/KVP, MZL-KV |  |  | on request
R1 425x150 | regulation R1 for MSU 25, VKE, VPE, KVK/KVP, MZL-KV |  |  | on request
R1 425x200 | regulation R1 for MSU 25, VKE, VPE, KVK/KVP, MZL-KV |  |  | on request
R1 500x75 | regulation R1 for MSU 25, VKE, VPE, KVK/KVP, MZL-KV | o |  | 15.11 |  | BR123100850
R1 500x100 | regulation R1 for MSU 25, VKE, VPE, KVK/KVP, MZL-KV | o |  | 15.87 |  | BR123100070
R1 500x125 | regulation R1 for MSU 25, VKE, VPE, KVK/KVP, MZL-KV |  |  | on request
R1 500x150 | regulation R1 for MSU 25, VKE, VPE, KVK/KVP, MZL-KV | o |  | 18.73 |  | BR123100230
R1 500x200 | regulation R1 for MSU 25, VKE, VPE, KVK/KVP, MZL-KV | o |  | 22.86 |  | BR123100390
R1 500x300 | regulation R1 for MSU 25, VKE, VPE, KVK/KVP, MZL-KV | o |  | 28.54 |  | BR123100530
R1 500x400 | regulation R1 for MSU 25, VKE, VPE, KVK/KVP, MZL-KV |  |  | 35.44 |  | BR123100650
R1 500x500 | regulation R1 for MSU 25, VKE, VPE, KVK/KVP, MZL-KV |  |  | 44.03 |  | BR123100750
R1 600x75 | regulation R1 for MSU 25, VKE, VPE, KVK/KVP, MZL-KV | o |  | 17.6 |  | BR123100860
R1 600x100 | regulation R1 for MSU 25, VKE, VPE, KVK/KVP, MZL-KV | o |  | 17.98 |  | BR123100090
R1 600x125 | regulation R1 for MSU 25, VKE, VPE, KVK/KVP, MZL-KV |  |  | on request
R1 600x150 | regulation R1 for MSU 25, VKE, VPE, KVK/KVP, MZL-KV | o |  | 21.26 |  | BR123100250
R1 600x200 | regulation R1 for MSU 25, VKE, VPE, KVK/KVP, MZL-KV | o |  | 26 |  | BR123100410
R1 600x300 | regulation R1 for MSU 25, VKE, VPE, KVK/KVP, MZL-KV | o |  | 31.07 |  | BR123100550
R1 600x400 | regulation R1 for MSU 25, VKE, VPE, KVK/KVP, MZL-KV |  |  | 37.5 |  | BR123100670
R1 600x500 | regulation R1 for MSU 25, VKE, VPE, KVK/KVP, MZL-KV |  |  | 45.62 |  | BR123100770
R1 700x100 | regulation R1 for MSU 25, VKE, VPE, KVK/KVP, MZL-KV |  |  | 20.56 |  | BR123100110
R1 700x150 | regulation R1 for MSU 25, VKE, VPE, KVK/KVP, MZL-KV |  |  | 24.03 |  | BR123100270
R1 700x200 | regulation R1 for MSU 25, VKE, VPE, KVK/KVP, MZL-KV |  |  | 28.96 |  | BR123100430
R1 700x300 | regulation R1 for MSU 25, VKE, VPE, KVK/KVP, MZL-KV |  |  | 34.22 |  | BR123100570
R1 700x400 | regulation R1 for MSU 25, VKE, VPE, KVK/KVP, MZL-KV |  |  | 41.54 |  | BR123100690
R1 800x75 | regulation R1 for MSU 25, VKE, VPE, KVK/KVP, MZL-KV | o |  | 21.78 |  | BR123100870
R1 800x100 | regulation R1 for MSU 25, VKE, VPE, KVK/KVP, MZL-KV |  |  | 23.23 |  | BR123100130
R1 800x125 | regulation R1 for MSU 25, VKE, VPE, KVK/KVP, MZL-KV |  |  | on request
R1 800x150 | regulation R1 for MSU 25, VKE, VPE, KVK/KVP, MZL-KV |  |  | 26.9 |  | BR123100290
R1 800x200 | regulation R1 for MSU 25, VKE, VPE, KVK/KVP, MZL-KV | o |  | 31.73 |  | BR123100450
R1 800x300 | regulation R1 for MSU 25, VKE, VPE, KVK/KVP, MZL-KV |  |  | 37.5 |  | BR123100590
R1 800x400 | regulation R1 for MSU 25, VKE, VPE, KVK/KVP, MZL-KV |  |  | 45.62 |  | BR123100710
R1 800x500 | regulation R1 for MSU 25, VKE, VPE, KVK/KVP, MZL-KV |  |  | 53.65 |  | BR123100790
R1 1000x75 | regulation R1 for MSU 25, VKE, VPE, KVK/KVP, MZL-KV |  |  | 26.8 |  | BR123100880
R1 1000x100 | regulation R1 for MSU 25, VKE, VPE, KVK/KVP, MZL-KV |  |  | 28.4 |  | BR123100150
R1 1000x125 | regulation R1 for MSU 25, VKE, VPE, KVK/KVP, MZL-KV |  |  | on request
R1 1000x150 | regulation R1 for MSU 25, VKE, VPE, KVK/KVP, MZL-KV |  |  | 31.92 |  | BR123100310
R1 1000x200 | regulation R1 for MSU 25, VKE, VPE, KVK/KVP, MZL-KV |  |  | 35.11 |  | BR123100470
R1 1000x300 | regulation R1 for MSU 25, VKE, VPE, KVK/KVP, MZL-KV |  |  | 44.78 |  | BR123100610
R1 1000x400 | regulation R1 for MSU 25, VKE, VPE, KVK/KVP, MZL-KV |  |  | 53.65 |  | BR123100730
R1 1000x500 | regulation R1 for MSU 25, VKE, VPE, KVK/KVP, MZL-KV |  |  | 67.59 |  | BR123100810
R1 1200x75 | regulation R1 for MSU 25, VKE, VPE, KVK/KVP, MZL-KV |  |  | on request
R1 1200x100 | regulation R1 for MSU 25, VKE, VPE, KVK/KVP, MZL-KV |  |  | on request
R1 1200x125 | regulation R1 for MSU 25, VKE, VPE, KVK/KVP, MZL-KV |  |  | on request
R1 1200x150 | regulation R1 for MSU 25, VKE, VPE, KVK/KVP, MZL-KV |  |  | on request
R1 1200x200 | regulation R1 for MSU 25, VKE, VPE, KVK/KVP, MZL-KV |  |  | on request
R1 1200x300 | regulation R1 for MSU 25, VKE, VPE, KVK/KVP, MZL-KV |  |  | on request
R1 1200x400 | regulation R1 for MSU 25, VKE, VPE, KVK/KVP, MZL-KV |  |  | on request
Regulation dampers R1-F
R1-F 400x75 | regulation R1 for MDU, MSU F |  |  | on request
R1-F 500x75 | regulation R1 for MDU, MSU F |  |  | on request
R1-F 600x75 | regulation R1 for MDU, MSU F |  |  | on request
R1-F 800x75 | regulation R1 for MDU, MSU F |  |  | on request
R1-F 1000x75 | regulation R1 for MDU, MSU F |  |  | on request
R1-F 1200x75 | regulation R1 for MDU, MSU F |  |  | on request
R1-F 200x100 | regulation R1 for MDU, MSU F |  |  | on request
R1-F 300x100 | regulation R1 for MDU, MSU F |  |  | on request
R1-F 400x100 | regulation R1 for MDU, MSU F |  |  | on request
R1-F 500x100 | regulation R1 for MDU, MSU F |  |  | on request
R1-F 600x100 | regulation R1 for MDU, MSU F |  |  | on request
R1-F 800x100 | regulation R1 for MDU, MSU F |  |  | on request
R1-F 1000x100 | regulation R1 for MDU, MSU F |  |  | on request
R1-F 1200x100 | regulation R1 for MDU, MSU F |  |  | on request
R1-F 300x125 | regulation R1 for MDU, MSU F |  |  | on request
R1-F 400x125 | regulation R1 for MDU, MSU F |  |  | on request
R1-F 500x125 | regulation R1 for MDU, MSU F |  |  | on request
R1-F 600x125 | regulation R1 for MDU, MSU F |  |  | on request
R1-F 800x125 | regulation R1 for MDU, MSU F |  |  | on request
R1-F 1000x125 | regulation R1 for MDU, MSU F |  |  | on request
R1-F 1200x125 | regulation R1 for MDU, MSU F |  |  | on request
R1-F 300x150 | regulation R1 for MDU, MSU F |  |  | on request
R1-F 400x150 | regulation R1 for MDU, MSU F |  |  | on request
R1-F 500x150 | regulation R1 for MDU, MSU F |  |  | on request
R1-F 600x150 | regulation R1 for MDU, MSU F |  |  | on request
R1-F 800x150 | regulation R1 for MDU, MSU F |  |  | on request
R1-F 1000x150 | regulation R1 for MDU, MSU F |  |  | on request
R1-F 1200x150 | regulation R1 for MDU, MSU F |  |  | on request
R1-F 300x200 | regulation R1 for MDU, MSU F |  |  | on request
R1-F 400x200 | regulation R1 for MDU, MSU F |  |  | on request
R1-F 500x200 | regulation R1 for MDU, MSU F |  |  | on request
R1-F 600x200 | regulation R1 for MDU, MSU F |  |  | on request
R1-F 800x200 | regulation R1 for MDU, MSU F |  |  | on request
R1-F 1000x200 | regulation R1 for MDU, MSU F |  |  | on request
Regulation dampers R2
R2 200x75 | regulation R2 for KVK/KVP |  |  | 23.28 |  | BR113200010
R2 200x100 | regulation R2 for KVK/KVP |  |  | 24.46 |  | BR113200130
R2 300x75 | regulation R2 for KVK/KVP |  |  | 28.12 |  | BR113200030
R2 300x100 | regulation R2 for KVK/KVP |  |  | 29.57 |  | BR113200150
R2 300x150 | regulation R2 for KVK/KVP |  |  | 35.02 |  | BR113200270
R2 400x75 | regulation R2 for KVK/KVP |  |  | 29.34 |  | BR113200050
R2 400x100 | regulation R2 for KVK/KVP |  |  | 30.56 |  | BR113200170
R2 400x150 | regulation R2 for KVK/KVP |  |  | 38.4 |  | BR113200290
R2 400x200 | regulation R2 for KVK/KVP |  |  | 42.67 |  | BR113200390
R2 500x75 | regulation R2 for KVK/KVP |  |  | 37.27 |  | BR113200070
R2 500x100 | regulation R2 for KVK/KVP |  |  | 39.24 |  | BR113200190
R2 500x150 | regulation R2 for KVK/KVP |  |  | 40.13 |  | BR113200310
R2 500x200 | regulation R2 for KVK/KVP |  |  | 46.14 |  | BR113200410
R2 600x75 | regulation R2 for KVK/KVP |  |  | 42.2 |  | BR113200090
R2 600x100 | regulation R2 for KVK/KVP |  |  | 44.45 |  | BR113200210
R2 600x150 | regulation R2 for KVK/KVP |  |  | 47.08 |  | BR113200330
R2 600x200 | regulation R2 for KVK/KVP |  |  | 50.55 |  | BR113200430
R2 800x75 | regulation R2 for KVK/KVP |  |  | 44.59 |  | BR113200110
R2 800x100 | regulation R2 for KVK/KVP |  |  | 47.08 |  | BR113200230
R2 800x150 | regulation R2 for KVK/KVP |  |  | 62.76 |  | BR113200350
R2 800x200 | regulation R2 for KVK/KVP |  |  | 67.31 |  | BR113200450
R2 1000x100 | regulation R2 for KVK/KVP |  |  | 54.17 |  | BR113200250
R2 1000x150 | regulation R2 for KVK/KVP |  |  | 78.48 |  | BR113200370
R2 1000x200 | regulation R2 for KVK/KVP |  |  | 84.11 |  | BR113200470
CHAP. 7.3 ACCESSORIES - FLEXIBLE hose pipe, FITTINGS
Insulating sleeves
TERMOSLEEV 082 T | insulating sleev | o |  | 6.85 |  | SX175100010
TERMOSLEEV 102 T | insulating sleev | o |  | 7.84 |  | SX175100020
TERMOSLEEV 127 T | insulating sleev | o |  | 8.78 |  | SX175100030
TERMOSLEEV 152 T | insulating sleev | o |  | 10.14 |  | SX175100040
TERMOSLEEV 160 T | insulating sleev | o |  | 10.14 |  | SX175100050
TERMOSLEEV 180 T | insulating sleev | o |  | 11.22 |  | SX175100060
TERMOSLEEV 203 T | insulating sleev | o |  | 11.73 |  | SX175100070
TERMOSLEEV 254 T | insulating sleev | o |  | 14.32 |  | SX175100080
TERMOSLEEV 280 T | insulating sleev | o |  | 15.35 |  | SX175100090
TERMOSLEEV 315 T | insulating sleev | o |  | 17.13 |  | SX175100100
TERMOSLEEV 356 T | insulating sleev | o |  | 20.23 |  | SX175100110
TERMOSLEEV 406 T | insulating sleev | o |  | 22.62 |  | SX175100120
TERMOSLEEV 457 T | insulating sleev | o |  | 24.6 |  | SX175100130
TERMOSLEEV 508 T | insulating sleev |  |  | 26 |  | SX175100140
Y-pieces
KKS 30° 125/125 | Y-piece 30° |  | * | 53.98 |  | TV122100010
KKS 30° 140/100 | Y-piece 30° |  |  | 46.89 |  | TV122100020
KKS 30° 150/100 | Y-piece 30° |  | * | 52.81 |  | TV122100022
KKS 30° 160/112 | Y-piece 30° |  | * | 49.38 |  | TV122100090
KKS 30° 180/125 | Y-piece 30° |  | * | 91.16 |  | TV122100030
KKS 30° 200/200 | Y-piece 30° |  | * | 94.11 |  | TV122100035
KKS 30° 250/180 | Y-piece 30° |  |  | 94.44 |  | TV122100040
KKS 30° 280/200 | Y-piece 30° |  | * | 95.57 |  | TV122100050
KKS 30° 315/250 | Y-piece 30° |  | * | 100.12 |  | TV122100080
KKS 30° 355/250 | Y-piece 30° |  | * | 93.55 |  | TV122100060
KKS 30° 400/280 | Y-piece 30° |  | * | 135.04 |  | TV122100070
KKS 45° 080/080 | Y-piece 45° | o | * | 27.79 |  | TV124100010
KKS 45° 100/080 | Y-piece 45° | o |  | 29.2 |  | TV124100030
KKS 45° 100/100 | Y-piece 45° | o |  | 29.2 |  | TV124100040
KKS 45° 112/080 | Y-piece 45° |  | * | 39.52 |  | TV124100035
KKS 45° 125/100 | Y-piece 45° | o | * | 30.46 |  | TV124100060
KKS 45° 125/125 | Y-piece 45° | o | * | 33.37 |  | TV124100070
KKS 45° 140/100 | Y-piece 45° |  | * | 30.7 |  | TV124100080
KKS 45° 140/140 | Y-piece 45° |  | * | 36.94 |  | TV124100090
KKS 45° 150/100 | Y-piece 45° | o | * | 36.61 |  | TV124100100
KKS 45° 150/125 | Y-piece 45° | o | * | 42.15 |  | TV124100102
KKS 45° 150/150 | Y-piece 45° | o |  | 47.74 |  | TV124100110
KKS 45° 160/080 | Y-piece 45° |  |  | 49.33 |  | TV124100130
KKS 45° 160/100 | Y-piece 45° | o | * | 36.61 |  | TV124100135
KKS 45° 160/112 | Y-piece 45° |  | * | 37.46 |  | TV124100120
KKS 45° 160/125 | Y-piece 45° | o | * | 49 |  | TV124100140
KKS 45° 160/150 | Y-piece 45° |  | * | 46.7 |  | TV124100150
KKS 45° 160/160 | Y-piece 45° | o | * | 40.32 |  | TV124100160
KKS 45° 180/125 | Y-piece 45° |  | * | 42.1 |  | TV124100170
KKS 45° 180/160 | Y-piece 45° |  | * | 55.06 |  | TV124100178
KKS 45° 180/180 | Y-piece 45° |  | * | 49.94 |  | TV124100180
KKS 45° 200/100 | Y-piece 45° | o |  | 45.72 |  | TV124100200
KKS 45° 200/125 | Y-piece 45° | o | * | 49.33 |  | TV124100205
KKS 45° 200/140 | Y-piece 45° |  | * | 38.11 |  | TV124100190
KKS 45° 200/150 | Y-piece 45° |  | * | 49.94 |  | TV124100215
KKS 45° 200/160 | Y-piece 45° | o |  | 49.94 |  | TV124100220
KKS 45° 200/180 | Y-piece 45° |  | * | 57.83 |  | TV124100210
KKS 45° 200/200 | Y-piece 45° | o | * | 55.29 |  | TV124100230
KKS 45° 224/160 | Y-piece 45° |  | * | 50.18 |  | TV124100240
KKS 45° 224/224 | Y-piece 45° |  | * | 50.18 |  | TV124100241
KKS 45° 250/160 | Y-piece 45° | o |  | 68.53 |  | TV124100251
KKS 45° 250/180 | Y-piece 45° |  | * | 78.29 |  | TV124100250
KKS 45° 250/200 | Y-piece 45° | o | * | 68.53 |  | TV124100260
KKS 45° 250/250 | Y-piece 45° | o | * | 68.53 |  | TV124100265
KKS 45° 280/160 | Y-piece 45° |  | * | 74.21 |  | TV124100268
KKS 45° 280/200 | Y-piece 45° |  |  | 78.9 |  | TV124100270
KKS 45° 315/180 | Y-piece 45° |  | * | 86.41 |  | TV124100300
KKS 45° 315/200 | Y-piece 45° | o | * | 106.69 |  | TV124100305
KKS 45° 315/224 | Y-piece 45° |  | * | 91.11 |  | TV124100280
KKS 45° 315/315 | Y-piece 45° |  | * | 106.69 |  | TV124100285
KKS 45° 355/160 | Y-piece 45° |  | * | 86.41 |  | TV124100295
KKS 45° 355/200 | Y-piece 45° |  |  | 98.06 |  | TV124100292
KKS 45° 355/250 | Y-piece 45° |  |  | 104.49 |  | TV124100290
KKS 45° 355/355 | Y-piece 45° |  |  | 124.62 |  | TV124100291
KKS 45° 400/200 | Y-piece 45° |  | * | 114.2 |  | TV124100320
KKS 45° 400/280 | Y-piece 45° |  | * | 98.06 |  | TV124100310
KKS 45° 400/315 | Y-piece 45° |  | * | 147.34 |  | TV124100325
KKS 45° 400/355 | Y-piece 45° |  | * | 192.21 |  | TV124100330
KKS 45° 450/315 | Y-piece 45° |  | * | 181.7 |  | TV124100340
KKS 45° 500/315 | Y-piece 45° |  | * | 197.28 |  | TV124100350
KKS 45° 500/400 | Y-piece 45° |  | * | 197.94 |  | TV124100352
KKS 45° 500/450 | Y-piece 45° |  | * | 197.94 |  | TV124100353
KKS 45° 560/400 | Y-piece 45° |  | * | 197.94 |  | TV124100385
KKS 45° 630/450 | Y-piece 45° |  |  | 202.82 |  | TV124100360
KKS 45° 800/560 | Y-piece 45° |  | * | 376.54 |  | TV124100370
KKS 60° 125/125 | Y-piece 60° |  |  | 43.89 |  | TV126100012
KKS 60° 140/100 | Y-piece 60° |  | * | 38.63 |  | TV126100020
KKS 60° 150/100 | Y-piece 60° |  | * | 32.34 |  | TV126100025
KKS 60° 160/112 | Y-piece 60° |  | * | 53.93 |  | TV126100030
KKS 60° 160/125 | Y-piece 60° |  | * | 56.75 |  | TV126100033
KKS 60° 200/140 | Y-piece 60° |  | * | 54.36 |  | TV126100040
KKS 60° 200/150 | Y-piece 60° |  | * | 56.47 |  | TV126100050
KKS 60° 315/225 | Y-piece 60° |  | * | 90.08 |  | TV126100120
KKS 60° 315/315 | Y-piece 60° |  | * | 100.12 |  | TV126100140
KKS 90° 100/100 | Y-piece 90° |  | * | 33.8 |  | TV128100005
KKS 90° 112/080 | Y-piece 90° |  | * | 38.63 |  | TV128100010
KKS 90° 125/100 | Y-piece 90° |  | * | 39.48 |  | TV128100022
KKS 90° 125/125 | Y-piece 90° |  | * | 43.89 |  | TV128100023
KKS 90° 140/125 | Y-piece 90° |  | * | 66.23 |  | TV128100027
KKS 90° 150/100 | Y-piece 90° |  | * | 58.34 |  | TV128100030
KKS 90° 150/125 | Y-piece 90° |  |  | 69.28 |  | TV128100032
KKS 90° 160/112 | Y-piece 90° |  |  | 80.36 |  | TV128100036
KKS 90° 160/125 | Y-piece 90° |  | * | 83.18 |  | TV128100037
KKS 90° 160/160 | Y-piece 90° |  |  | 88.43 |  | TV128100038
KKS 90° 180/125 | Y-piece 90° |  |  | 85.01 |  | TV128100040
KKS 90° 180/140 | Y-piece 90° |  | * | 88.1 |  | TV128100041
KKS 90° 180/160 | Y-piece 90° |  | * | 86.41 |  | TV128100042
KKS 90° 250/160 | Y-piece 90° |  | * | 97.4 |  | TV128100047
KKS 90° 250/200 | Y-piece 90° |  | * | 108.38 |  | TV128100048
KKS 90° 280/160 | Y-piece 90° |  | * | 108.38 |  | TV128100052
KKS 90° 315/315 | Y-piece 90° |  | * | 127.53 |  | TV128100061
KKS 90° 355/250 | Y-piece 90° |  | * | 131.8 |  | TV128100070
KKS 90° 355/355 | Y-piece 90° |  | * | 140.82 |  | TV128100075
End caps
DRL/DFL 80 | inside and outside end cap |  | * | 4.79 |  | PR170100020
DRL/DFL 100 | inside and outside end cap | o | * | 5.07 |  | TV115100010
DRL/DFL 125 | inside and outside end cap | o | * | 5.73 |  | TV115100020
DFL 140 | outside end cap |  | * | 6.99 |  | TV110100030
DRL 140 | inside end cap | o | * | 6.99 |  | TV115100030
DRL/DFL 150 | inside and outside end cap | o | * | 7.56 |  | TV115100040
DRL/DFL 160 | inside and outside end cap | o | * | 7.42 |  | TV115100050
DFL 180 | outside end cap | o | * | 7.56 |  | TV110100060
DRL 180 | inside end cap | o | * | 7.56 |  | TV115100060
DRL/DFL 200 | inside and outside end cap | o | * | 7.84 |  | TV115100070
DFL 225 | outside end cap |  | * | 10.09 |  | TV110100080
DRL 225 | inside end cap | o | * | 10.61 |  | TV115100080
DRL/DFL 250 | inside and outside end cap | o | * | 10.61 |  | TV115100090
DFL 280 | outside end cap |  | * | 14.22 |  | TV110100100
DRL 280 | inside end cap | o | * | 14.27 |  | TV115100100
DRL/DFL 315 | inside and outside end cap | o | * | 16.62 |  | TV115100110
DFL 355 | outside end cap | o | * | 21.26 |  | TV110100120
DRL 355 | inside end cap | o | * | 24.41 |  | TV115100120
DFL 400 | outside end cap | o | * | 28.44 |  | TV110100130
DRL 400 | inside end cap | o | * | 28.44 |  | TV115100130
DFL 450 | outside end cap | o | * | 30.37 |  | TV110100140
DRL 450 | inside end cap | o | * | 30.37 |  | TV115100135
DFL 500 | outside end cap |  | * | 34.92 |  | TV110100150
DRL 500 | inside end cap | o | * | 34.92 |  | TV115100140
DFL 560 | outside end cap |  | * | 53.98 |  | TV110100160
DRL 560 | inside end cap |  | * | 34.92 |  | TV115100145
DFL 630 | outside end cap |  | * | 56.61 |  | TV110100170
DRL 630 | inside end cap |  | * | 56.61 |  | TV115100150
DRLG 80 | inside end cap with gasket |  | * | 4.79 |  | TV191100010
DRLG 100 | inside end cap with gasket |  | * | 5.07 |  | TV191100020
DRLG 125 | inside end cap with gasket |  | * | 5.73 |  | TV191100030
DRLG 140 | inside end cap with gasket |  | * | 7.51 |  | TV191100040
DRLG 150 | inside end cap with gasket |  | * | 7.56 |  | TV191100050
DRLG 160 | inside end cap with gasket |  | * | 7.42 |  | TV191100060
DRLG 180 | inside end cap with gasket |  | * | 7.56 |  | TV191100070
DRLG 200 | inside end cap with gasket |  | * | 9.34 |  | TV191100080
DRLG 225 | inside end cap with gasket |  | * | 16.52 |  | TV191100090
DRLG 250 | inside end cap with gasket |  | * | 10.61 |  | TV191100100
DRLG 280 | inside end cap with gasket |  | * | 14.27 |  | TV191100110
DRLG 315 | inside end cap with gasket |  | * | 17.04 |  | TV191100120
DRLG 355 | inside end cap with gasket |  | * | 24.41 |  | TV191100130
DRLG 400 | inside end cap with gasket |  | * | 28.44 |  | TV191100140
DRLG 450 | inside end cap with gasket |  | * | 30.37 |  | TV191100150
DRLG 500 | inside end cap with gasket |  | * | 34.92 |  | TV191100160
DRLG 560 | inside end cap with gasket |  | * | 41.12 |  | TV191100170
DRLG 630 | inside end cap with gasket |  | * | 56.61 |  | TV191100180
Pressed bends
OL 45° 080 | pressed bend 45° | o | * | 11.5 |  | CK500100270
OL 45° 100 | pressed bend 45° | o | * | 12.2 |  | CK500100280
OL 45° 125 | pressed bend 45° | o | * | 13.75 |  | CK500100290
OL 45° 150 | pressed bend 45° | o | * | 17.74 |  | CK500100300
OL 45° 160 | pressed bend 45° | o | * | 17.74 |  | CK500100310
OL 45° 180 | pressed bend 45° | o | * | 20.09 |  | CK500100320
OL 45° 200 | pressed bend 45° | o | * | 20.09 |  | CK500100330
OL 90° 080 | pressed bend 90° | o | * | 13.57 |  | CK500100110
OL 90° 100 | pressed bend 90° | o | * | 13.75 |  | CK500100120
OL 90° 125 | pressed bend 90° | o | * | 15.11 |  | CK500100130
OL 90° 150 | pressed bend 90° | o | * | 17.37 |  | CK500100140
OL 90° 160 | pressed bend 90° | o | * | 18.07 |  | CK500100150
OL 90° 180 | pressed bend 90° | o | * | 20.98 |  | CK500100155
OL 90° 200 | pressed bend 90° | o | * | 22.11 |  | CK500100160
OL 90° 225 | pressed bend 90° |  | * | on request |  | CK500100170
Pressed bends with gasket
OLG 30° 100 | pressed bend with gasket |  | * | 15.77 |  | CK500100483
OLG 30° 125 | pressed bend with gasket |  | * | 17.41 |  | CK500100481
OLG 30° 150 | pressed bend with gasket |  | * | 19.95 |  | CK500100484
OLG 30° 160 | pressed bend with gasket |  | * | 21.83 |  | CK500100335
OLG 45° 080 | pressed bend with gasket |  | * | 12.67 |  | CK500100350
OLG 45° 100 | pressed bend with gasket | o | * | 13.42 |  | CK500100360
OLG 45° 125 | pressed bend with gasket | o | * | 15.07 |  | CK500100370
OLG 45° 150 | pressed bend with gasket |  | * | 19.53 |  | CK500100380
OLG 45° 160 | pressed bend with gasket | o | * | 19.53 |  | CK500100390
OLG 45° 200 | pressed bend with gasket | o | * | 22.11 |  | CK500100410
OLG 45° 250 | pressed bend with gasket |  | * | 22.58 |  | CK500100430
OLG 60° 100 | pressed bend with gasket |  |  | on request
OLG 60° 125 | pressed bend with gasket |  |  | on request
OLG 60° 150 | pressed bend with gasket |  |  | on request
OLG 60° 160 | pressed bend with gasket |  | * | 22.77 |  | CK500100225
OLG 60° 200 | pressed bend with gasket |  |  | on request
OLG 90° 080 | pressed bend with gasket |  | * | 15.68 |  | CK500100180
OLG 90° 100 | pressed bend with gasket | o | * | 15.77 |  | CK500100190
OLG 90° 125 | pressed bend with gasket | o | * | 17.41 |  | CK500100200
OLG 90° 150 | pressed bend with gasket | o | * | 19.9 |  | CK500100210
OLG 90° 160 | pressed bend with gasket | o | * | 20.79 |  | CK500100220
OLG 90° 200 | pressed bend with gasket | o | * | 25.39 |  | CK500100240
OLG 90° 250 | pressed bend with gasket | o | * | 33 |  | CK500100260
Segment bends
OS 15° 80 | segment bend 15° |  | * | 11.17 |  | TV140100010
OS 15° 100 | segment bend 15° | o | * | 11.5 |  | TV140100020
OS 15° 125 | segment bend 15° | o | * | 12.67 |  | TV140100030
OS 15° 150 | segment bend 15° |  | * | 13.71 |  | TV140100038
OS 15° 160 | segment bend 15° | o | * | 13.71 |  | TV140100040
OS 15° 180 | segment bend 15° |  | * | 13.52 |  | TV140100050
OS 15° 200 | segment bend 15° |  | * | 14.27 |  | TV140100060
OS 15° 224 | segment bend 15° |  | * | 29.1 |  | TV140100065
OS 15° 250 | segment bend 15° | o | * | 32.15 |  | TV140100070
OS 15° 280 | segment bend 15° |  | * | 32.9 |  | TV140100075
OS 15° 315 | segment bend 15° |  | * | 33.51 |  | TV140100080
OS 15° 355 | segment bend 15° |  | * | 33.7 |  | TV140100090
OS 15° 400 | segment bend 15° |  | * | 34.03 |  | TV140100100
OS 15° 450 | segment bend 15° |  | * | 35.44 |  | TV140100110
OS 15° 500 | segment bend 15° |  | * | 38.21 |  | TV140100120
OS 15° 560 | segment bend 15° |  | * | 42.24 |  | TV140100125
OS 15° 630 | segment bend 15° |  | * | 74.59 |  | TV140100130
OS 15° 800 | segment bend 15° |  |  | on request |  | TV140100140
OS 15° 1000 | segment bend 15° |  | * | 159.08 |  | TV140100150
OS 30° 80 | segment bend 30° | o | * | 11.17 |  | TV142100010
OS 30° 100 | segment bend 30° | o | * | 11.5 |  | TV142100020
OS 30° 112 | segment bend 30° |  | * | 12.49 |  | TV142100030
OS 30° 125 | segment bend 30° | o | * | 12.49 |  | TV142100040
OS 30° 140 | segment bend 30° |  | * | 14.27 |  | TV142100050
OS 30° 150 | segment bend 30° | o | * | 14.27 |  | TV142100060
OS 30° 160 | segment bend 30° | o | * | 14.97 |  | TV142100070
OS 30° 180 | segment bend 30° |  | * | 15.77 |  | TV142100080
OS 30° 200 | segment bend 30° | o | * | 16.76 |  | TV142100090
OS 30° 250 | segment bend 30° | o | * | 30.28 |  | TV142100100
OS 30° 280 | segment bend 30° |  | * | 30.74 |  | TV142100110
OS 30° 315 | segment bend 30° | o | * | 31.73 |  | TV142100120
OS 30° 355 | segment bend 30° |  | * | 32.72 |  | TV142100130
OS 30° 400 | segment bend 30° |  | * | 32.76 |  | TV142100140
OS 30° 450 | segment bend 30° |  | * | 37.32 |  | TV142100150
OS 30° 500 | segment bend 30° |  | * | 43 |  | TV142100160
OS 30° 560 | segment bend 30° |  | * | 47.17 |  | TV142100170
OS 30° 630 | segment bend 30° |  | * | 94.82 |  | TV142100180
OS 30° 710 | segment bend 30° |  | * | 118.94 |  | TV142100185
OS 30° 800 | segment bend 30° |  | * | 131.48 |  | TV142100190
OS 30° 1000 | segment bend 30° |  | * | 171.09 |  | TV142100200
*
OS 45° 80 | segment bend 45° | o | * | 13.19 |  | TV144100010
OS 45° 100 | segment bend 45° | o | * | 13.71 |  | TV144100020
OS 45° 112 | segment bend 45° |  | * | 14.69 |  | TV144100030
OS 45° 125 | segment bend 45° | o | * | 15.4 |  | TV144100040
OS 45° 140 | segment bend 45° | o | * | 16.76 |  | TV144100050
OS 45° 150 | segment bend 45° | o | * | 19.95 |  | TV144100060
OS 45° 160 | segment bend 45° | o | * | 19.95 |  | TV144100070
OS 45° 180 | segment bend 45° |  | * | 22.62 |  | TV144100075
OS 45° 200 | segment bend 45° | o | * | 22.62 |  | TV144100080
OS 45° 225 | segment bend 45° | o | * | 35.86 |  | TV144100090
OS 45° 250 | segment bend 45° | o | * | 38.4 |  | TV144100100
OS 45° 280 | segment bend 45° | o | * | 38.87 |  | TV144100110
OS 45° 315 | segment bend 45° | o | * | 39.19 |  | TV144100120
OS 45° 355 | segment bend 45° | o | * | 39.48 |  | TV144100130
OS 45° 400 | segment bend 45° | o | * | 41.49 |  | TV144100140
OS 45° 450 | segment bend 45° | o | * | 46.7 |  | TV144100150
OS 45° 500 | segment bend 45° | o | * | 49.19 |  | TV144100160
OS 45° 560 | segment bend 45° |  | * | 75.57 |  | TV144100170
OS 45° 630 | segment bend 45° |  | * | 119.79 |  | TV144100180
OS 45° 710 | segment bend 45° |  | * | 137.11 |  | TV144100190
OS 45° 800 | segment bend 45° |  | * | 140.21 |  | TV144100200
OS 45° 1000 | segment bend 45° |  | * | 209.02 |  | TV144100210
OS 60° 80 | segment bend 60° |  | * | 13.19 |  | TV146100010
OS 60° 100 | segment bend 60° | o | * | 13.71 |  | TV146100020
OS 60° 125 | segment bend 60° | o | * | 15.4 |  | TV146100040
OS 60° 140 | segment bend 60° |  | * | 18.4 |  | TV146100050
OS 60° 160 | segment bend 60° | o | * | 19.67 |  | TV146100060
OS 60° 180 | segment bend 60° |  | * | 21.78 |  | TV146100065
OS 60° 200 | segment bend 60° | o | * | 21.92 |  | TV146100070
OS 60° 225 | segment bend 60° |  | * | 30.65 |  | TV146100075
OS 60° 250 | segment bend 60° | o | * | 32.15 |  | TV146100080
OS 60° 280 | segment bend 60° |  | * | 33.98 |  | TV146100085
OS 60° 315 | segment bend 60° |  | * | 33.98 |  | TV146100090
OS 60° 355 | segment bend 60° |  | * | 43.89 |  | TV146100095
OS 60° 400 | segment bend 60° |  | * | 51.91 |  | TV146100100
OS 60° 450 | segment bend 60° |  | * | 67.22 |  | TV146100105
OS 60° 500 | segment bend 60° |  | * | 63.6 |  | TV146100110
OS 60° 560 | segment bend 60° |  | * | 94.44 |  | TV146100120
OS 60° 630 | segment bend 60° |  | * | 126.83 |  | TV146100130
OS 60° 800 | segment bend 60° |  | * | 217.33 |  | TV146100140
OS 60° 1000 | segment bend 60° |  | * | 367.48 |  | TV146100030
OS 90° 80 | segment bend 90° | o | * | 15.26 |  | TV148100010
OS 90° 100 | segment bend 90° | o | * | 15.4 |  | TV148100020
OS 90° 112 | segment bend 90° |  | * | 16.05 |  | TV148100030
OS 90° 125 | segment bend 90° | o | * | 16.99 |  | TV148100050
OS 90° 140 | segment bend 90° | o | * | 19.39 |  | TV148100070
OS 90° 150 | segment bend 90° | o | * | 19.39 |  | TV148100080
OS 90° 160 | segment bend 90° | o | * | 20.23 |  | TV148100090
OS 90° 180 | segment bend 90° | o | * | 23.52 |  | TV148100100
OS 90° 200 | segment bend 90° | o | * | 24.69 |  | TV148100110
OS 90° 225 | segment bend 90° | o | * | 31.21 |  | TV148100120
OS 90° 250 | segment bend 90° | o | * | 24.97 |  | TV148100130
OS 90° 280 | segment bend 90° | o | * | 35.58 |  | TV148100140
OS 90° 315 | segment bend 90° | o | * | 37.46 |  | TV148100150
OS 90° 355 | segment bend 90° | o | * | 55.43 |  | TV148100170
OS 90° 400 | segment bend 90° | o | * | 58.25 |  | TV148100180
OS 90° 450 | segment bend 90° | o | * | 78.29 |  | TV148100190
OS 90° 500 | segment bend 90° | o | * | 82.28 |  | TV148100200
OS 90° 560 | segment bend 90° | o | * | 156.02 |  | TV148100210
OS 90° 630 | segment bend 90° | o | * | 163.86 |  | TV148100220
OS 90° 710 | segment bend 90° |  | * | 227.56 |  | TV148100230
OS 90° 800 | segment bend 90° |  | * | 399.03 |  | TV148100240
OS 90° 900 | segment bend 90° |  | * | 389.64 |  | TV148100245
OS 90° 1000 | segment bend 90° |  | * | 391.38 |  | TV148100250
Segment T-piece
OBJ 45° 080/080 | T-piece 45° | o | * | 21.73 |  | TV134100010
OBJ 45° 100/080 | T-piece 45° |  | * | 20.7 |  | TV134100030
OBJ 45° 100/100 | T-piece 45° | o | * | 21.17 |  | TV134100020
OBJ 45° 112/100 | T-piece 45° |  | * | 24.6 |  | TV134100035
OBJ 45° 125/080 | T-piece 45° | o | * | 20 |  | TV134100060
OBJ 45° 125/100 | T-piece 45° | o | * | 22.48 |  | TV134100040
OBJ 45° 125/125 | T-piece 45° | o | * | 23.42 |  | TV134100050
OBJ 45° 140/080 | T-piece 45° |  | * | 19.43 |  | TV134100070
OBJ 45° 140/100 | T-piece 45° |  | * | 21.83 |  | TV134100080
OBJ 45° 140/125 | T-piece 45° |  | * | 24.5 |  | TV134100082
OBJ 45° 140/140 | T-piece 45° |  | * | 26.24 |  | TV134100085
OBJ 45° 150/080 | T-piece 45° |  | * | 24.74 |  | TV134100089
OBJ 45° 150/100 | T-piece 45° | o | * | 27.6 |  | TV134100090
OBJ 45° 150/125 | T-piece 45° | o | * | 27.6 |  | TV134100100
OBJ 45° 150/150 | T-piece 45° | o | * | 28.02 |  | TV134100110
OBJ 45° 160/080 | T-piece 45° |  | * | 18.73 |  | TV134100120
OBJ 45° 160/100 | T-piece 45° | o | * | 23 |  | TV134100130
OBJ 45° 160/125 | T-piece 45° | o | * | 25.53 |  | TV134100140
OBJ 45° 160/160 | T-piece 45° | o | * | 29.48 |  | TV134100150
OBJ 45° 180/080 | T-piece 45° |  | * | 22.72 |  | TV134100165
OBJ 45° 180/100 | T-piece 45° | o | * | 30.89 |  | TV134100160
OBJ 45° 180/125 | T-piece 45° | o | * | 33 |  | TV134100180
OBJ 45° 180/140 | T-piece 45° |  | * | 37.03 |  | TV134100188
OBJ 45° 180/160 | T-piece 45° |  | * | 37.03 |  | TV134100189
OBJ 45° 200/080 | T-piece 45° |  | * | 27.74 |  | TV134100260
OBJ 45° 200/100 | T-piece 45° | o | * | 24.36 |  | TV134100190
OBJ 45° 200/125 | T-piece 45° | o | * | 28.77 |  | TV134100200
OBJ 45° 200/140 | T-piece 45° |  | * | 33.42 |  | TV134100210
OBJ 45° 200/150 | T-piece 45° |  | * | 34.88 |  | TV134100220
OBJ 45° 200/160 | T-piece 45° | o | * | 34.88 |  | TV134100230
OBJ 45° 200/180 | T-piece 45° |  | * | 39.8 |  | TV134100240
OBJ 45° 200/200 | T-piece 45° | o | * | 39.8 |  | TV134100250
OBJ 45° 225/100 | T-piece 45° |  | * | 28.49 |  | TV134100280
OBJ 45° 225/140 | T-piece 45° |  | * | 36.89 |  | TV134100296
OBJ 45° 225/150 | T-piece 45° |  | * | 36.89 |  | TV134100297
OBJ 45° 225/160 | T-piece 45° |  | * | 33.04 |  | TV134100290
OBJ 45° 225/180 | T-piece 45° |  | * | 38.82 |  | TV134100299
OBJ 45° 225/200 | T-piece 45° |  | * | 43.79 |  | TV134100295
OBJ 45° 225/225 | T-piece 45° |  | * | 43.79 |  | TV134100292
OBJ 45° 250/080 | T-piece 45° |  | * | 32.06 |  | TV134100360
OBJ 45° 250/100 | T-piece 45° | o | * | 30.04 |  | TV134100300
OBJ 45° 250/125 | T-piece 45° | o | * | 32.86 |  | TV134100310
OBJ 45° 250/140 | T-piece 45° |  | * | 44.22 |  | TV134100315
OBJ 45° 250/150 | T-piece 45° |  | * | 36.89 |  | TV134100318
OBJ 45° 250/160 | T-piece 45° | o | * | 36.89 |  | TV134100320
OBJ 45° 250/180 | T-piece 45° |  | * | 38.82 |  | TV134100330
OBJ 45° 250/200 | T-piece 45° | o | * | 40.74 |  | TV134100340
OBJ 45° 250/250 | T-piece 45° | o | * | 44.31 |  | TV134100350
OBJ 45° 280/080 | T-piece 45° |  | * | 41.26 |  | TV134100372
OBJ 45° 280/100 | T-piece 45° |  | * | 35.2 |  | TV134100370
OBJ 45° 280/125 | T-piece 45° |  | * | 51.02 |  | TV134100373
OBJ 45° 280/140 | T-piece 45° |  | * | 51.02 |  | TV134100375
OBJ 45° 280/160 | T-piece 45° |  | * | 49.47 |  | TV134100377
OBJ 45° 280/180 | T-piece 45° |  | * | 51.02 |  | TV134100380
OBJ 45° 280/200 | T-piece 45° |  | * | 51.02 |  | TV134100390
OBJ 45° 280/225 | T-piece 45° |  | * | 51.02 |  | TV134100400
OBJ 45° 280/250 | T-piece 45° |  | * | 53.51 |  | TV134100410
OBJ 45° 280/280 | T-piece 45° |  | * | 55.39 |  | TV134100420
OBJ 45° 315/080 | T-piece 45° |  | * | 42.34 |  | TV134100500
OBJ 45° 315/100 | T-piece 45° |  | * | 36.89 |  | TV134100430
OBJ 45° 315/125 | T-piece 45° |  | * | 41.49 |  | TV134100440
OBJ 45° 315/150 | T-piece 45° |  | * | 46.09 |  | TV134100451
OBJ 45° 315/160 | T-piece 45° | o | * | 46.09 |  | TV134100450
OBJ 45° 315/200 | T-piece 45° | o | * | 49.94 |  | TV134100460
OBJ 45° 315/225 | T-piece 45° |  | * | 51.26 |  | TV134100462
OBJ 45° 315/250 | T-piece 45° |  | * | 53.51 |  | TV134100470
OBJ 45° 315/280 | T-piece 45° |  | * | 55.39 |  | TV134100480
OBJ 45° 315/315 | T-piece 45° | o | * | 58.67 |  | TV134100490
OBJ 45° 355/140 | T-piece 45° |  | * | 56.84 |  | TV134100515
OBJ 45° 355/160 | T-piece 45° |  | * | 49.29 |  | TV134100510
OBJ 45° 355/200 | T-piece 45° |  | * | 53.51 |  | TV134100520
OBJ 45° 355/225 | T-piece 45° |  | * | 57.64 |  | TV134100525
OBJ 45° 355/250 | T-piece 45° |  | * | 54.54 |  | TV134100530
OBJ 45° 355/280 | T-piece 45° |  | * | 57.22 |  | TV134100540
OBJ 45° 355/315 | T-piece 45° |  | * | 62.71 |  | TV134100550
OBJ 45° 355/355 | T-piece 45° |  | * | 65.2 |  | TV134100555
OBJ 45° 400/100 | T-piece 45° |  | * | 41.49 |  | TV134100560
OBJ 45° 400/125 | T-piece 45° |  | * | 46.28 |  | TV134100570
OBJ 45° 400/150 | T-piece 45° |  | * | 49.29 |  | TV134100580
OBJ 45° 400/160 | T-piece 45° |  | * | 49.29 |  | TV134100590
OBJ 45° 400/200 | T-piece 45° |  | * | 53.51 |  | TV134100600
OBJ 45° 400/250 | T-piece 45° |  | * | 57.64 |  | TV134100620
OBJ 45° 400/280 | T-piece 45° |  | * | 62.71 |  | TV134100630
OBJ 45° 400/315 | T-piece 45° |  | * | 62.71 |  | TV134100640
OBJ 45° 400/355 | T-piece 45° |  | * | 66.42 |  | TV134100645
OBJ 45° 400/400 | T-piece 45° |  | * | 66.56 |  | TV134100650
OBJ 45° 450/200 | T-piece 45° |  | * | 76.74 |  | TV134100665
OBJ 45° 450/250 | T-piece 45° |  | * | 74.4 |  | TV134100662
OBJ 45° 450/280 | T-piece 45° |  | * | 77.36 |  | TV134100660
OBJ 45° 450/315 | T-piece 45° |  | * | 77.36 |  | TV134100670
OBJ 45° 450/355 | T-piece 45° |  | * | 79.19 |  | TV134100672
OBJ 45° 450/450 | T-piece 45° |  | * | 108.62 |  | TV134100675
OBJ 45° 500/125 | T-piece 45° |  | * | 50.18 |  | TV134100680
OBJ 45° 500/140 | T-piece 45° |  | * | 60.46 |  | TV134100685
OBJ 45° 500/160 | T-piece 45° |  | * | 55.39 |  | TV134100690
OBJ 45° 500/200 | T-piece 45° |  | * | 64.54 |  | TV134100700
OBJ 45° 500/250 | T-piece 45° |  | * | 72.94 |  | TV134100710
OBJ 45° 500/280 | T-piece 45° |  | * | 75.34 |  | TV134100715
OBJ 45° 500/315 | T-piece 45° |  | * | 81.2 |  | TV134100720
OBJ 45° 500/355 | T-piece 45° |  | * | 85.33 |  | TV134100730
OBJ 45° 500/400 | T-piece 45° |  | * | 89.42 |  | TV134100740
OBJ 45° 500/500 | T-piece 45° |  | * | 98.62 |  | TV134100750
OBJ 45° 560/200 | T-piece 45° |  | * | 66.28 |  | TV134100758
OBJ 45° 560/280 | T-piece 45° |  | * | 105.38 |  | TV134100760
OBJ 45° 630/200 | T-piece 45° |  | * | 72.66 |  | TV134100770
OBJ 45° 630/250 | T-piece 45° |  | * | 88.1 |  | TV134100780
OBJ 45° 630/315 | T-piece 45° |  | * | 110.78 |  | TV134100790
OBJ 45° 630/400 | T-piece 45° |  | * | 126.41 |  | TV134100800
OBJ 45° 630/500 | T-piece 45° |  | * | 142.51 |  | TV134100810
OBJ 45° 630/630 | T-piece 45° |  | * | 205.03 |  | TV134100812
OBJ 45° 710/710 | T-piece 45° |  | * | 205.73 |  | TV134100820
OBJ 45° 800/250 | T-piece 45° |  | * | 176.63 |  | TV134100830
OBJ 45° 800/315 | T-piece 45° |  | * | 178.23 |  | TV134100840
OBJ 45° 800/400 | T-piece 45° |  | * | 198.41 |  | TV134100850
OBJ 45° 1000/315 | T-piece 45° |  | * | 287.83 |  | TV134100900
OBJ 45° 1000/400 | T-piece 45° |  | * | 297.73 |  | TV134100910
OBJ 90° 080/080 | T-piece 90° | o | * | 17.93 |  | TV138100020
OBJ 90° 080/100 | T-piece 90° |  | * | 18.54 |  | TV138100010
OBJ 90° 100/080 | T-piece 90° | o | * | 18.82 |  | TV138100040
OBJ 90° 100/100 | T-piece 90° | o | * | 18.92 |  | TV138100030
OBJ 90° 112/080 | T-piece 90° |  | * | 16.9 |  | TV138100050
OBJ 90° 125/080 | T-piece 90° | o | * | 18.92 |  | TV138100080
OBJ 90° 125/100 | T-piece 90° | o | * | 18.92 |  | TV138100060
OBJ 90° 125/125 | T-piece 90° | o | * | 19.48 |  | TV138100070
OBJ 90° 140/080 | T-piece 90° |  | * | 16.29 |  | TV138100120
OBJ 90° 140/100 | T-piece 90° | o | * | 19.24 |  | TV138100090
OBJ 90° 140/125 | T-piece 90° | o | * | 18.49 |  | TV138100100
OBJ 90° 140/140 | T-piece 90° | o | * | 21.31 |  | TV138100110
OBJ 90° 150/080 | T-piece 90° | o | * | 17.32 |  | TV138100125
OBJ 90° 150/100 | T-piece 90° | o | * | 16.85 |  | TV138100130
OBJ 90° 150/125 | T-piece 90° | o | * | 17.74 |  | TV138100140
OBJ 90° 150/150 | T-piece 90° | o | * | 20.56 |  | TV138100150
OBJ 90° 160/080 | T-piece 90° | o | * | 19.01 |  | TV138100170
OBJ 90° 160/100 | T-piece 90° | o | * | 19.01 |  | TV138100180
OBJ 90° 160/125 | T-piece 90° | o | * | 20.98 |  | TV138100200
OBJ 90° 160/140 | T-piece 90° |  | * | 23 |  | TV138100210
OBJ 90° 160/150 | T-piece 90° | o | * | 24.27 |  | TV138100220
OBJ 90° 160/160 | T-piece 90° | o | * | 24.27 |  | TV138100230
OBJ 90° 180/080 | T-piece 90° |  | * | 18.45 |  | TV138100260
OBJ 90° 180/100 | T-piece 90° | o | * | 17.32 |  | TV138100270
OBJ 90° 180/125 | T-piece 90° | o | * | 22.91 |  | TV138100280
OBJ 90° 180/140 | T-piece 90° |  | * | 29.95 |  | TV138100290
OBJ 90° 180/150 | T-piece 90° |  | * | 29.95 |  | TV138100300
OBJ 90° 180/160 | T-piece 90° | o | * | 28.68 |  | TV138100310
OBJ 90° 180/180 | T-piece 90° | o | * | 28.68 |  | TV138100320
OBJ 90° 200/080 | T-piece 90° |  | * | 20.23 |  | TV138100330
OBJ 90° 200/100 | T-piece 90° | o | * | 23.38 |  | TV138100340
OBJ 90° 200/125 | T-piece 90° | o | * | 25.44 |  | TV138100360
OBJ 90° 200/140 | T-piece 90° | o | * | 28.07 |  | TV138100370
OBJ 90° 200/150 | T-piece 90° | o | * | 28.07 |  | TV138100380
OBJ 90° 200/160 | T-piece 90° | o | * | 29.38 |  | TV138100390
OBJ 90° 200/200 | T-piece 90° | o | * | 33.84 |  | TV138100410
OBJ 90° 225/080 | T-piece 90° |  | * | 29.01 |  | TV138100430
OBJ 90° 225/100 | T-piece 90° |  | * | 30.74 |  | TV138100440
OBJ 90° 225/125 | T-piece 90° | o | * | 30.18 |  | TV138100450
OBJ 90° 225/140 | T-piece 90° |  | * | 30.18 |  | TV138100460
OBJ 90° 225/160 | T-piece 90° | o | * | 31.4 |  | TV138100470
OBJ 90° 225/200 | T-piece 90° |  | * | 32.62 |  | TV138100480
OBJ 90° 225/225 | T-piece 90° | o | * | 32.62 |  | TV138100490
OBJ 90° 250/080 | T-piece 90° |  | * | 21.64 |  | TV138100600
OBJ 90° 250/100 | T-piece 90° | o | * | 31.92 |  | TV138100500
OBJ 90° 250/120 | T-piece 90° |  | * | 24.74 |  | TV138100510
OBJ 90° 250/125 | T-piece 90° | o | * | 31.21 |  | TV138100520
OBJ 90° 250/140 | T-piece 90° |  | * | 31.26 |  | TV138100530
OBJ 90° 250/150 | T-piece 90° | o | * | 31.68 |  | TV138100540
OBJ 90° 250/160 | T-piece 90° | o | * | 31.21 |  | TV138100550
OBJ 90° 250/180 | T-piece 90° |  | * | 31.97 |  | TV138100560
OBJ 90° 250/200 | T-piece 90° | o | * | 32.58 |  | TV138100570
OBJ 90° 250/225 | T-piece 90° |  | * | 32.81 |  | TV138100580
OBJ 90° 250/250 | T-piece 90° | o | * | 35.25 |  | TV138100590
OBJ 90° 280/100 | T-piece 90° |  | * | 32.39 |  | TV138100610
OBJ 90° 280/125 | T-piece 90° |  | * | 32.11 |  | TV138100615
OBJ 90° 280/140 | T-piece 90° |  | * | 34.27 |  | TV138100620
OBJ 90° 280/160 | T-piece 90° |  | * | 34.03 |  | TV138100630
OBJ 90° 280/180 | T-piece 90° |  | * | 51.02 |  | TV138100635
OBJ 90° 280/200 | T-piece 90° |  | * | 37.88 |  | TV138100640
OBJ 90° 280/225 | T-piece 90° |  | * | 34.5 |  | TV138100650
OBJ 90° 280/250 | T-piece 90° |  | * | 42.06 |  | TV138100660
OBJ 90° 280/280 | T-piece 90° | o | * | 42.06 |  | TV138100670
OBJ 90° 315/080 | T-piece 90° |  | * | 26.66 |  | TV138100780
OBJ 90° 315/100 | T-piece 90° | o | * | 33.09 |  | TV138100700
OBJ 90° 315/112 | T-piece 90° |  | * | 37.83 |  | TV138100705
OBJ 90° 315/125 | T-piece 90° | o | * | 33.37 |  | TV138100710
OBJ 90° 315/140 | T-piece 90° |  | * | 36.89 |  | TV138100715
OBJ 90° 315/150 | T-piece 90° |  | * | 36.38 |  | TV138100720
OBJ 90° 315/160 | T-piece 90° | o | * | 36.71 |  | TV138100730
OBJ 90° 315/180 | T-piece 90° |  | * | 42.57 |  | TV138100735
OBJ 90° 315/200 | T-piece 90° | o | * | 39.94 |  | TV138100740
OBJ 90° 315/225 | T-piece 90° |  | * | 40.93 |  | TV138100750
OBJ 90° 315/250 | T-piece 90° | o | * | 43 |  | TV138100760
OBJ 90° 315/280 | T-piece 90° |  | * | 43.84 |  | TV138100764
OBJ 90° 315/315 | T-piece 90° | o | * | 47.08 |  | TV138100770
OBJ 90° 355/100 | T-piece 90° |  | * | 40.04 |  | TV138100790
OBJ 90° 355/125 | T-piece 90° |  | * | 41.02 |  | TV138100800
OBJ 90° 355/150 | T-piece 90° |  | * | 42.01 |  | TV138100810
OBJ 90° 355/160 | T-piece 90° |  | * | 42.01 |  | TV138100820
OBJ 90° 355/180 | T-piece 90° |  | * | 43.28 |  | TV138100825
OBJ 90° 355/200 | T-piece 90° |  | * | 41.02 |  | TV138100830
OBJ 90° 355/250 | T-piece 90° | o | * | 40.51 |  | TV138100840
OBJ 90° 355/315 | T-piece 90° | o | * | 48.39 |  | TV138100850
OBJ 90° 355/355 | T-piece 90° | o | * | 50.08 |  | TV138100860
OBJ 90° 400/100 | T-piece 90° |  | * | 33.7 |  | TV138100870
OBJ 90° 400/125 | T-piece 90° |  | * | 36.89 |  | TV138100880
OBJ 90° 400/150 | T-piece 90° |  | * | 40.13 |  | TV138100885
OBJ 90° 400/160 | T-piece 90° |  | * | 39.76 |  | TV138100890
OBJ 90° 400/180 | T-piece 90° |  | * | 42.15 |  | TV138100895
OBJ 90° 400/200 | T-piece 90° | o | * | 43 |  | TV138100900
OBJ 90° 400/225 | T-piece 90° |  | * | 45.34 |  | TV138100906
OBJ 90° 400/250 | T-piece 90° | o | * | 46.28 |  | TV138100910
OBJ 90° 400/280 | T-piece 90° |  | * | 47.78 |  | TV138100912
OBJ 90° 400/315 | T-piece 90° |  | * | 49.94 |  | TV138100920
OBJ 90° 400/355 | T-piece 90° |  | * | 50.08 |  | TV138100930
OBJ 90° 400/400 | T-piece 90° | o | * | 52.71 |  | TV138100940
OBJ 90° 450/315 | T-piece 90° |  | * | 74.4 |  | TV138100950
OBJ 90° 450/355 | T-piece 90° |  | * | 75.15 |  | TV138100960
OBJ 90° 450/400 | T-piece 90° |  | * | 82.66 |  | TV138100965
OBJ 90° 450/450 | T-piece 90° | o | * | 83.55 |  | TV138100970
OBJ 90° 500/100 | T-piece 90° |  | * | 44.31 |  | TV138100980
OBJ 90° 500/160 | T-piece 90° |  | * | 60.5 |  | TV138100990
OBJ 90° 500/200 | T-piece 90° |  | * | 63.65 |  | TV138101000
OBJ 90° 500/250 | T-piece 90° |  | * | 69.66 |  | TV138101010
OBJ 90° 500/315 | T-piece 90° |  | * | 74.87 |  | TV138101020
OBJ 90° 500/355 | T-piece 90° |  | * | 75.2 |  | TV138101030
OBJ 90° 500/400 | T-piece 90° |  | * | 79.09 |  | TV138101040
OBJ 90° 500/500 | T-piece 90° |  | * | 83.97 |  | TV138101050
OBJ 90° 560/160 | T-piece 90° |  | * | 75.38 |  | TV138101054
OBJ 90° 560/200 | T-piece 90° |  | * | 76.98 |  | TV138101056
OBJ 90° 560/250 | T-piece 90° |  | * | 80.83 |  | TV138101057
OBJ 90° 560/280 | T-piece 90° |  | * | 82.89 |  | TV138101058
OBJ 90° 560/315 | T-piece 90° |  | * | 84.58 |  | TV138101059
OBJ 90° 560/355 | T-piece 90° |  | * | 86.6 |  | TV138101060
OBJ 90° 560/400 | T-piece 90° |  | * | 89.47 |  | TV138101065
OBJ 90° 560/560 | T-piece 90° |  | * | 114.58 |  | TV138101080
OBJ 90° 630/200 | T-piece 90° |  | * | 115.23 |  | TV138101090
OBJ 90° 630/315 | T-piece 90° |  | * | 128.99 |  | TV138101092
OBJ 90° 630/355 | T-piece 90° |  | * | 136.83 |  | TV138101093
OBJ 90° 630/400 | T-piece 90° |  | * | 140.11 |  | TV138101094
OBJ 90° 630/500 | T-piece 90° |  | * | 144.57 |  | TV138101095
OBJ 90° 630/630 | T-piece 90° |  | * | 156.07 |  | TV138101098
OBJ 90° 710/315 | T-piece 90° |  | * | 129.27 |  | TV138101104
OBJ 90° 710/500 | T-piece 90° |  | * | 157.71 |  | TV138101100
OBJ 90° 710/710 | T-piece 90° |  | * | 188.51 |  | TV138101110
OBJ 90° 800/800 | T-piece 90° |  | * | 239.43 |  | TV138101120
OBJ 90° 900/900 | T-piece 90° |  | * | 221.36 |  | TV138101130
Pressed T-pieces
OBJL 90° 100/100 | T-piece 90° | o | * | 16.1 |  | AL105100020
OBJL 90° 125/100 | T-piece 90° | o | * | 16.1 |  | AL105100040
OBJL 90° 125/125 | T-piece 90° | o | * | 16.62 |  | AL105100050
OBJL 90° 140/100 | T-piece 90° |  | * | 16.43 |  | AL105100070
OBJL 90° 140/125 | T-piece 90° |  | * | 15.77 |  | AL105100080
OBJL 90° 140/140 | T-piece 90° |  | * | 18.26 |  | AL105100090
OBJL 90° 150/100 | T-piece 90° | o | * | 14.32 |  | AL105100110
OBJL 90° 150/150 | T-piece 90° | o | * | 17.56 |  | AL105100140
OBJL 90° 160/100 | T-piece 90° | o | * | 16.1 |  | AL105100160
OBJL 90° 160/125 | T-piece 90° | o | * | 17.79 |  | AL105100170
OBJL 90° 160/150 | T-piece 90° |  | * | 20.56 |  | AL105100190
OBJL 90° 160/160 | T-piece 90° | o | * | 20.56 |  | AL105100200
OBJL 90° 180/100 | T-piece 90° |  | * | 14.74 |  | AL105100220
OBJL 90° 180/125 | T-piece 90° |  | * | 19.43 |  | AL105100230
OBJL 90° 200/100 | T-piece 90° | o | * | 18.07 |  | AL105100290
OBJL 90° 200/125 | T-piece 90° | o | * | 21.64 |  | AL105100300
OBJL 90° 200/200 | T-piece 90° | o | * | 28.87 |  | AL105100350
OBJL 90° 225/100 | T-piece 90° |  | * | 26.71 |  | AL105100370
OBJL 90° 225/225 | T-piece 90° |  | * | 27.55 |  | AL105100440
OBJL 90° 250/100 | T-piece 90° | o | * | 22.25 |  | AL105100460
OBJL 90° 250/125 | T-piece 90° | o | * | 24.74 |  | AL105100470
OBJL 90° 250/160 | T-piece 90° | o | * | 27.22 |  | AL105100500
OBJL 90° 250/250 | T-piece 90° | o | * | 32.29 |  | AL105100540
OBJL 90° 280/250 | T-piece 90° |  | * | 38.44 |  | AL105100620
OBJL 90° 315/200 | T-piece 90° |  | * | 36.57 |  | AL105100840
OBJL 90° 315/250 | T-piece 90° |  | * | 39.29 |  | AL105100860
OBJL 90° 315/315 | T-piece 90° |  | * | 43.09 |  | AL105100880
OBJL 90° 355/160 | T-piece 90° |  | * | 43.61 |  | TV138100823
OBJL 90° 400/150 | T-piece 90° |  | * | 41.59 |  | TV138100886
OBJL 90° 400/200 | T-piece 90° |  | * | 43.98 |  | TV138100905
OBJL 90° 400/250 | T-piece 90° |  | * | 45.01 |  | TV138100915
OBJL 90° 400/400 | T-piece 90° |  | * | 67.69 |  | TV138100945
OBJL 90° 450/250 | T-piece 90° |  | * | 61.54 |  | TV138100946
OBJL 90° 450/315 | T-piece 90° |  | * | 59.94 |  | TV138100955
OBJL 90° 630/250 | T-piece 90° |  | * | 65.2 |  | TV138101091
OBJL 90° 630/400 | T-piece 90° |  | * | 97.54 |  | TV138101097
OBJLG 45° 080/080 | T-piece with gasket 45° |  | * | 19.95 |  | AL104100000
OBJLG 45° 100/080 | T-piece with gasket 45° |  | * | 19.01 |  | AL104100010
OBJLG 45° 100/100 | T-piece with gasket 45° | o | * | 18.12 |  | AL104100020
OBJLG 45° 125/080 | T-piece with gasket 45° |  | * | 18.35 |  | AL104100030
OBJLG 45° 125/100 | T-piece with gasket 45° | o | * | 19.24 |  | AL104100040
OBJLG 45° 125/125 | T-piece with gasket 45° |  | * | 20.09 |  | AL104100050
OBJLG 45° 140/080 | T-piece with gasket 45° |  | * | 17.88 |  | AL104100060
OBJLG 45° 140/100 | T-piece with gasket 45° |  | * | 18.73 |  | AL104100070
OBJLG 45° 140/125 | T-piece with gasket 45° |  | * | 20.98 |  | AL104100080
OBJLG 45° 140/140 | T-piece with gasket 45° |  | * | 22.48 |  | AL104100090
OBJLG 45° 150/080 | T-piece with gasket 45° |  | * | 22.91 |  | AL104100100
OBJLG 45° 150/100 | T-piece with gasket 45° |  | * | 23.56 |  | AL104100110
OBJLG 45° 150/125 | T-piece with gasket 45° |  | * | 23.56 |  | AL104100120
OBJLG 45° 150/150 | T-piece with gasket 45° |  | * | 24.03 |  | AL104100140
OBJLG 45° 160/080 | T-piece with gasket 45° |  | * | 17.32 |  | AL104100150
OBJLG 45° 160/100 | T-piece with gasket 45° | o | * | 19.67 |  | AL104100160
OBJLG 45° 160/125 | T-piece with gasket 45° |  | * | 21.83 |  | AL104100170
OBJLG 45° 160/160 | T-piece with gasket 45° |  | * | 25.25 |  | AL104100200
OBJLG 45° 200/080 | T-piece with gasket 45° |  | * | 25.49 |  | AL104100280
OBJLG 45° 200/100 | T-piece with gasket 45° |  | * | 20.84 |  | AL104100290
OBJLG 45° 200/125 | T-piece with gasket 45° |  | * | 24.64 |  | AL104100300
OBJLG 45° 200/140 | T-piece with gasket 45° |  | * | 28.68 |  | AL104100310
OBJLG 45° 200/160 | T-piece with gasket 45° |  | * | 29.9 |  | AL104100330
OBJLG 45° 200/180 | T-piece with gasket 45° |  | * | 34.22 |  | AL104100340
OBJLG 45° 200/200 | T-piece with gasket 45° |  | * | 34.22 |  | AL104100350
OBJLG 45° 225/080 | T-piece with gasket 45° |  | * | 25.86 |  | AL104100360
OBJLG 45° 225/100 | T-piece with gasket 45° |  | * | 26.38 |  | AL104100370
OBJLG 45° 225/125 | T-piece with gasket 45° |  | * | 25.35 |  | AL104100380
OBJLG 45° 225/140 | T-piece with gasket 45° |  | * | 38.4 |  | AL104100390
OBJLG 45° 225/160 | T-piece with gasket 45° |  | * | 34.22 |  | AL104100410
OBJLG 45° 225/180 | T-piece with gasket 45° |  | * | 35.91 |  | AL104100420
OBJLG 45° 225/200 | T-piece with gasket 45° |  | * | 40.6 |  | AL104100430
OBJLG 45° 225/225 | T-piece with gasket 45° |  | * | 40.6 |  | AL104100440
OBJLG 45° 250/100 | T-piece with gasket 45° |  | * | 27.74 |  | AL104100460
OBJLG 45° 250/125 | T-piece with gasket 45° |  | * | 30.46 |  | AL104100470
OBJLG 45° 250/140 | T-piece with gasket 45° |  | * | 40.88 |  | AL104100480
OBJLG 45° 250/160 | T-piece with gasket 45° |  | * | 34.22 |  | AL104100500
OBJLG 45° 250/180 | T-piece with gasket 45° |  | * | 35.91 |  | AL104100510
OBJLG 45° 250/200 | T-piece with gasket 45° |  | * | 37.64 |  | AL104100520
OBJLG 45° 250/225 | T-piece with gasket 45° |  | * | 43.65 |  | AL104100530
OBJLG 45° 250/250 | T-piece with gasket 45° |  | * | 40.98 |  | AL104100540
OBJLG 45° 315/100 | T-piece with gasket 45° |  | * | 34.22 |  | AL104100760
OBJLG 45° 315/125 | T-piece with gasket 45° |  | * | 38.44 |  | AL104100770
OBJLG 45° 315/140 | T-piece with gasket 45° |  | * | 47.83 |  | AL104100780
OBJLG 45° 315/160 | T-piece with gasket 45° |  | * | 42.67 |  | AL104100800
OBJLG 45° 315/180 | T-piece with gasket 45° |  | * | 53.51 |  | AL104100810
OBJLG 45° 315/200 | T-piece with gasket 45° |  | * | 46.23 |  | AL104100820
OBJLG 45° 315/225 | T-piece with gasket 45° |  | * | 47.46 |  | AL104100830
OBJLG 45° 315/250 | T-piece with gasket 45° |  | * | 49.47 |  | AL104100840
OBJLG 45° 315/280 | T-piece with gasket 45° |  | * | 51.21 |  | AL104100850
OBJLG 45° 315/315 | T-piece with gasket 45° |  | * | 54.36 |  | AL104100860
OBJLG 90° 080/080 | T-piece with gasket 90° |  | * | 15.54 |  | AL103100000
OBJLG 90° 100/080 | T-piece with gasket 90° |  | * | 16.38 |  | AL103100010
OBJLG 90° 100/100 | T-piece with gasket 90° | o | * | 16.43 |  | AL103100020
OBJLG 90° 125/080 | T-piece with gasket 90° |  | * | 16.43 |  | AL103100030
OBJLG 90° 125/100 | T-piece with gasket 90° | o | * | 16.43 |  | AL103100040
OBJLG 90° 125/125 | T-piece with gasket 90° | o | * | 16.71 |  | AL103100050
OBJLG 90° 140/080 | T-piece with gasket 90° |  | * | 15.02 |  | AL103100060
OBJLG 90° 140/100 | T-piece with gasket 90° |  | * | 16.57 |  | AL103100070
OBJLG 90° 140/125 | T-piece with gasket 90° |  | * | 15.91 |  | AL103100080
OBJLG 90° 140/140 | T-piece with gasket 90° |  | * | 18.4 |  | AL103100090
OBJLG 90° 150/080 | T-piece with gasket 90° |  | * | 14.88 |  | AL103100100
OBJLG 90° 150/100 | T-piece with gasket 90° | o | * | 14.55 |  | AL103100110
OBJLG 90° 150/125 | T-piece with gasket 90° | o | * | 15.21 |  | AL103100120
OBJLG 90° 150/150 | T-piece with gasket 90° | o | * | 17.74 |  | AL103100140
OBJLG 90° 160/080 | T-piece with gasket 90° |  | * | 16.43 |  | AL103100150
OBJLG 90° 160/100 | T-piece with gasket 90° | o | * | 16.43 |  | AL103100160
OBJLG 90° 160/125 | T-piece with gasket 90° | o | * | 17.98 |  | AL103100170
OBJLG 90° 160/150 | T-piece with gasket 90° |  | * | 20.84 |  | AL103100190
OBJLG 90° 160/160 | T-piece with gasket 90° | o | * | 20.84 |  | AL103100200
OBJLG 90° 200/080 | T-piece with gasket 90° |  | * | 15.11 |  | AL103100280
OBJLG 90° 200/100 | T-piece with gasket 90° | o | * | 18.26 |  | AL103100290
OBJLG 90° 200/125 | T-piece with gasket 90° | o | * | 21.92 |  | AL103100300
OBJLG 90° 200/140 | T-piece with gasket 90° |  | * | 24.13 |  | AL103100310
OBJLG 90° 200/160 | T-piece with gasket 90° | o | * | 25.25 |  | AL103100330
OBJLG 90° 200/180 | T-piece with gasket 90° |  | * | 36.57 |  | AL103100340
OBJLG 90° 200/200 | T-piece with gasket 90° | o | * | 29.1 |  | AL103100350
OBJLG 90° 225/080 | T-piece with gasket 90° |  | * | 27.04 |  | AL103100360
OBJLG 90° 225/100 | T-piece with gasket 90° |  | * | 27.04 |  | AL103100370
OBJLG 90° 225/125 | T-piece with gasket 90° |  | * | 28.12 |  | AL103100380
OBJLG 90° 225/140 | T-piece with gasket 90° |  | * | 28.12 |  | AL103100390
OBJLG 90° 225/160 | T-piece with gasket 90° |  | * | 28.12 |  | AL103100410
OBJLG 90° 225/180 | T-piece with gasket 90° |  | * | 39.01 |  | AL103100420
OBJLG 90° 225/200 | T-piece with gasket 90° |  | * | 27.88 |  | AL103100430
OBJLG 90° 225/225 | T-piece with gasket 90° |  | * | 27.88 |  | AL103100440
OBJLG 90° 250/080 | T-piece with gasket 90° |  | * | 22.06 |  | AL103100450
OBJLG 90° 250/100 | T-piece with gasket 90° |  | * | 22.48 |  | AL103100460
OBJLG 90° 250/125 | T-piece with gasket 90° | o | * | 24.97 |  | AL103100470
OBJLG 90° 250/140 | T-piece with gasket 90° |  | * | 24.08 |  | AL103100480
OBJLG 90° 250/160 | T-piece with gasket 90° |  | * | 27.51 |  | AL103100500
OBJLG 90° 250/180 | T-piece with gasket 90° |  | * | 28.77 |  | AL103100510
OBJLG 90° 250/200 | T-piece with gasket 90° |  | * | 30.09 |  | AL103100520
OBJLG 90° 250/225 | T-piece with gasket 90° |  | * | 30.42 |  | AL103100530
OBJLG 90° 250/250 | T-piece with gasket 90° | o | * | 32.67 |  | AL103100540
OBJLG 90° 315/080 | T-piece with gasket 90° |  | * | 24.64 |  | AL103100770
OBJLG 90° 315/100 | T-piece with gasket 90° |  | * | 27.74 |  | AL103100780
OBJLG 90° 315/125 | T-piece with gasket 90° |  | * | 30.79 |  | AL103100790
OBJLG 90° 315/140 | T-piece with gasket 90° |  | * | 34.22 |  | AL103100800
OBJLG 90° 315/160 | T-piece with gasket 90° |  | * | 33.89 |  | AL103100820
OBJLG 90° 315/180 | T-piece with gasket 90° |  | * | 39.48 |  | AL103100830
OBJLG 90° 315/200 | T-piece with gasket 90° |  | * | 37.03 |  | AL103100840
OBJLG 90° 315/225 | T-piece with gasket 90° |  | * | 37.88 |  | AL103100850
T-pieces for rectangular duct
OBR 080 | T-piece for rectangular duct | o | * | 5.07 |  | TV117100010
OBR 100 | T-piece for rectangular duct | o | * | 6.38 |  | TV117100020
OBR 125 | T-piece for rectangular duct | o | * | 6.48 |  | TV117100030
OBR 150 | T-piece for rectangular duct | o | * | 7.65 |  | TV117100040
OBR 160 | T-piece for rectangular duct | o | * | 8.59 |  | TV117100050
OBR 200 | T-piece for rectangular duct | o | * | 9.86 |  | TV117100070
OBR 250 | T-piece for rectangular duct | o | * | 10.61 |  | TV117100090
OBR 280 | T-piece for rectangular duct |  | * | 13.57 |  | UNR500100691
OBR 315 | T-piece for rectangular duct | o | * | 16.94 |  | TV117100100
OBR 355 | T-piece for rectangular duct |  | * | 14.6 |  | UNR700100814
X-pieces
OBD 90° 080/080 | X-piece |  | * | 26.14 |  | TV130100005
OBD 90° 100/080 | X-piece |  | * | 27.18 |  | TV130100020
OBD 90° 100/100 | X-piece | o | * | 26.14 |  | TV130100010
OBD 90° 125/080 | X-piece |  | * | 27.41 |  | TV130100060
OBD 90° 125/100 | X-piece | o | * | 27.6 |  | TV130100030
OBD 90° 125/125 | X-piece | o | * | 27.6 |  | TV130100040
OBD 90° 140/100 | X-piece |  | * | 26.19 |  | TV130100071
OBD 90° 140/140 | X-piece |  | * | 28.91 |  | TV130100070
OBD 90° 150/080 | X-piece |  | * | 27.55 |  | TV130100095
OBD 90° 150/100 | X-piece |  | * | 26.19 |  | TV130100080
OBD 90° 150/125 | X-piece |  | * | 36.05 |  | TV130100085
OBD 90° 150/150 | X-piece |  | * | 35.86 |  | TV130100090
OBD 90° 160/080 | X-piece |  | * | 27.55 |  | TV130100130
OBD 90° 160/100 | X-piece | o | * | 27.55 |  | TV130100100
OBD 90° 160/125 | X-piece | o | * | 31.07 |  | TV130100110
OBD 90° 160/160 | X-piece | o | * | 35.86 |  | TV130100120
OBD 90° 180/080 | X-piece |  | * | 27.74 |  | TV130100160
OBD 90° 180/100 | X-piece |  | * | 28.12 |  | TV130100140
OBD 90° 180/125 | X-piece |  | * | 30.79 |  | TV130100150
OBD 90° 180/160 | X-piece |  | * | 35.16 |  | TV130100155
OBD 90° 180/180 | X-piece |  | * | 35.39 |  | TV130100157
OBD 90° 200/080 | X-piece |  | * | 29.01 |  | TV130100220
OBD 90° 200/100 | X-piece | o | * | 30.79 |  | TV130100170
OBD 90° 200/125 | X-piece | o | * | 36.75 |  | TV130100180
OBD 90° 200/150 | X-piece |  | * | 40.46 |  | TV130100190
OBD 90° 200/160 | X-piece | o | * | 42.43 |  | TV130100200
OBD 90° 200/200 | X-piece |  | * | 48.96 |  | TV130100210
OBD 90° 225/100 | X-piece |  | * | 43.98 |  | TV130100183
OBD 90° 225/125 | X-piece |  | * | 43.98 |  | TV130100181
OBD 90° 225/200 | X-piece |  | * | 52.57 |  | TV130100182
OBD 90° 250/080 | X-piece |  | * | 33.37 |  | TV130100290
OBD 90° 250/100 | X-piece |  | * | 43.75 |  | TV130100230
OBD 90° 250/125 | X-piece |  | * | 44.22 |  | TV130100240
OBD 90° 250/150 | X-piece |  | * | 44.22 |  | TV130100250
OBD 90° 250/160 | X-piece | o | * | 46.42 |  | TV130100260
OBD 90° 250/180 | X-piece |  | * | 50.18 |  | TV130100265
OBD 90° 250/200 | X-piece |  | * | 50.18 |  | TV130100270
OBD 90° 250/250 | X-piece |  | * | 54.54 |  | TV130100280
OBD 90° 280/200 | X-piece |  | * | 47.88 |  | TV130100300
OBD 90° 315/080 | X-piece |  | * | 41.49 |  | TV130100370
OBD 90° 315/100 | X-piece |  | * | 46.56 |  | TV130100310
OBD 90° 315/125 | X-piece |  | * | 51.26 |  | TV130100320
OBD 90° 315/160 | X-piece |  | * | 56.84 |  | TV130100330
OBD 90° 315/200 | X-piece |  | * | 61.82 |  | TV130100340
OBD 90° 315/250 | X-piece |  | * | 66.42 |  | TV130100350
OBD 90° 315/280 | X-piece |  | * | 72.05 |  | TV130100355
OBD 90° 315/315 | X-piece |  | * | 72.94 |  | TV130100360
OBD 90° 355/125 | X-piece |  | * | 54.54 |  | TV130100380
OBD 90° 355/150 | X-piece |  | * | 59.38 |  | TV130100390
OBD 90° 355/160 | X-piece |  | * | 59.38 |  | TV130100400
OBD 90° 355/200 | X-piece |  | * | 64.4 |  | TV130100410
OBD 90° 355/250 | X-piece |  | * | 70.08 |  | TV130100420
OBD 90° 355/280 | X-piece |  | * | 71.02 |  | TV130100422
OBD 90° 355/315 | X-piece |  | * | 75.24 |  | TV130100430
OBD 90° 355/355 | X-piece |  | * | 75.99 |  | TV130100435
OBD 90° 400/125 | X-piece |  | * | 57.41 |  | TV130100440
OBD 90° 400/160 | X-piece |  | * | 61.44 |  | TV130100450
OBD 90° 400/200 | X-piece |  | * | 67.08 |  | TV130100460
OBD 90° 400/250 | X-piece |  | * | 71.96 |  | TV130100470
OBD 90° 400/280 | X-piece |  | * | 89 |  | TV130100475
OBD 90° 400/315 | X-piece |  | * | 77.59 |  | TV130100480
OBD 90° 400/400 | X-piece |  | * | 94.53 |  | TV130100485
OBD 90° 500/200 | X-piece |  | * | 111.24 |  | TV130100486
OBD 90° 500/250 | X-piece |  | * | 51.91 |  | TV130100487
OBD 90° 500/315 | X-piece |  | * | 94.16 |  | TV130100488
OBD 90° 500/355 | X-piece |  | * | 129.6 |  | TV130100489
OBD 90° 560/400 | X-piece |  | * | 146.5 |  | TV130100500
OBD 90° 630/400 | X-piece |  | * | 155.27 |  | TV130100510
OBD 90° 630/500 | X-piece |  | * | 157.48 |  | TV130100515
OBD 90° 710/400 | X-piece |  | * | 164.05 |  | TV130100520
FLEXIBLE HOSE PIPES - price for 1 m, packing with strictly given length (mostly 3, 5 or 10 meters)
ALUFLEX HYGIENIC flexible hygienic Al hose pipe
ALUFLEX HYGIENIC 082 | flexible hygienic Al hose pipe, packing 10 m | o |  | 4.18 |  | SX600100010
ALUFLEX HYGIENIC 102 | flexible hygienic Al hose pipe, packing 10 m | o |  | 4.79 |  | SX600100020
ALUFLEX HYGIENIC 127 | flexible hygienic Al hose pipe, packing 10 m | o |  | 5.87 |  | SX600100030
ALUFLEX HYGIENIC 152 | flexible hygienic Al hose pipe, packing 10 m | o |  | 6.81 |  | SX600100040
ALUFLEX HYGIENIC 160 | flexible hygienic Al hose pipe, packing 10 m | o |  | 7.28 |  | SX600100050
ALUFLEX HYGIENIC 185 | flexible hygienic Al hose pipe, packing 10 m |  |  | 9.48 |  | SX600100060
ALUFLEX HYGIENIC 203 | flexible hygienic Al hose pipe, packing 10 m | o |  | 9.67 |  | SX600100070
ALUFLEX HYGIENIC 229 | flexible hygienic Al hose pipe, packing 10 m |  |  | 11.03 |  | SX600100080
ALUFLEX HYGIENIC 254 | flexible hygienic Al hose pipe, packing 10 m | o |  | 13.05 |  | SX600100090
ALUFLEX HYGIENIC 305 | flexible hygienic Al hose pipe, packing 10 m |  |  | 16.43 |  | SX600100100
ALUFLEX HYGIENIC 315 | flexible hygienic Al hose pipe, packing 10 m |  |  | 17.09 |  | SX600100110
ALUFLEX HYGIENIC 356 | flexible hygienic Al hose pipe, packing 10 m |  |  | 20.32 |  | SX600100120
ALUFLEX HYGIENIC 406 | flexible hygienic Al hose pipe, packing 10 m |  |  | 25.96 |  | SX600100130
ALUFLEX HYGIENIC 457 | flexible hygienic Al hose pipe, packing 10 m |  |  | 29.57 |  | SX600100140
ALUFLEX HYGIENIC 508 | flexible hygienic Al hose pipe, packing 10 m |  |  | 32.48 |  | SX600100150
ALUFLEX Al flexible Al hose pipe
ALUFLEX 082 Al | flexible Al hose pipe, packing 10 m | o |  | 2.49 |  | SX100100010
ALUFLEX 102 Al | flexible Al hose pipe, packing 10 m | o |  | 2.25 |  | SX100100020
ALUFLEX 127 Al | flexible Al hose pipe, packing 10 m | o |  | 2.86 |  | SX100100030
ALUFLEX 152 Al | flexible Al hose pipe, packing 10 m | o |  | 3.19 |  | SX100100040
ALUFLEX 160 Al | flexible Al hose pipe, packing 10 m | o |  | 3.38 |  | SX100100050
ALUFLEX 185 Al | flexible Al hose pipe, packing 10 m |  |  | 3.85 |  | SX100100060
ALUFLEX 203 Al | flexible Al hose pipe, packing 10 m | o |  | 3.94 |  | SX100100070
ALUFLEX 254 Al | flexible Al hose pipe, packing 10 m | o |  | 5.4 |  | SX100100080
ALUFLEX 315 Al | flexible Al hose pipe, packing 10 m | o |  | 6.81 |  | SX100100090
ALUFLEX 356 Al | flexible Al hose pipe, packing 10 m | o |  | 8.92 |  | SX100100100
ALUFLEX 406 Al | flexible Al hose pipe, packing 10 m |  |  | 10.94 |  | SX100100110
ALUFLEX 457 Al | flexible Al hose pipe, packing 10 m |  |  | 14.27 |  | SX100100120
ALUFLEX 508 Al | flexible Al hose pipe, packing 10 m |  |  | 15.77 |  | SX100100130
ALUFLEX MI flexible Al hose pipe
ALUFLEX MI 082 | flexible Al hose pipe, packing 10 m | o |  | 3.1 |  | SX120100010
ALUFLEX MI 102 | flexible Al hose pipe, packing 10 m | o |  | 3.1 |  | SX120100020
ALUFLEX MI 127 | flexible Al hose pipe, packing 10 m | o |  | 3.71 |  | SX120100030
ALUFLEX MI 152 | flexible Al hose pipe, packing 10 m | o |  | 4.88 |  | SX120100040
ALUFLEX MI 160 | flexible Al hose pipe, packing 10 m | o |  | 4.83 |  | SX120100050
ALUFLEX MI 185 | flexible Al hose pipe, packing 10 m | o |  | 6.81 |  | SX120100060
ALUFLEX MI 203 | flexible Al hose pipe, packing 10 m | o |  | 6.29 |  | SX120100070
ALUFLEX MI 229 | flexible Al hose pipe, packing 10 m | o |  | 8.82 |  | SX120100080
ALUFLEX MI 254 | flexible Al hose pipe, packing 10 m | o |  | 8.12 |  | SX120100090
ALUFLEX MI 305 | flexible Al hose pipe, packing 10 m |  |  | 11.17 |  | SX120100100
ALUFLEX MI 315 | flexible Al hose pipe, packing 10 m | o |  | 9.86 |  | SX120100110
ALUFLEX MI 356 | flexible Al hose pipe, packing 10 m | o |  | 14.08 |  | SX120100120
ALUFLEX MI 406 | flexible Al hose pipe, packing 10 m | o |  | 18.21 |  | SX120100130
ALUFLEX MI 457 | flexible Al hose pipe, packing 10 m | o |  | 18.82 |  | SX120100140
ALUFLEX MI 508 | flexible Al hose pipe, packing 10 m | o |  | 23.14 |  | SX120100150
ALUFLEX MI 560 | flexible Al hose pipe, packing 10 m | o |  | 25.91 |  | SX120100160
ALUFLEX MI 630 | flexible Al hose pipe, packing 10 m | o |  | 28.77 |  | SX120100170
ALUFLEX MO flexible Al hose pipe
ALUFLEX MO 082 | flexible Al hose pipe, packing 10 m | o |  | 3.99 |  | SX130100020
ALUFLEX MO 102 | flexible Al hose pipe, packing 10 m | o |  | 4.27 |  | SX130100030
ALUFLEX MO 127 | flexible Al hose pipe, packing 10 m | o |  | 5.91 |  | SX130100040
ALUFLEX MO 152 | flexible Al hose pipe, packing 10 m | o |  | 7.7 |  | SX130100060
ALUFLEX MO 160 | flexible Al hose pipe, packing 10 m | o |  | 8.17 |  | SX130100070
ALUFLEX MO 185 | flexible Al hose pipe, packing 10 m | o |  | 9.29 |  | SX130100080
ALUFLEX MO 203 | flexible Al hose pipe, packing 10 m | o |  | 9.86 |  | SX130100090
ALUFLEX MO 229 | flexible Al hose pipe, packing 10 m |  |  | 11.55 |  | SX130100100
ALUFLEX MO 254 | flexible Al hose pipe, packing 10 m | o |  | 12.49 |  | SX130100110
ALUFLEX MO 305 | flexible Al hose pipe, packing 10 m |  |  | 14.93 |  | SX130100120
ALUFLEX MO 315 | flexible Al hose pipe, packing 10 m | o |  | 17.18 |  | SX130100130
ALUFLEX MO 356 | flexible Al hose pipe, packing 10 m | o |  | 19.67 |  | SX130100140
ALUFLEX MO 406 | flexible Al hose pipe, packing 10 m | o |  | 23.14 |  | SX130100150
ALUFLEX MO 457 | flexible Al hose pipe, packing 10 m |  |  | 26.38 |  | SX130100160
ALUFLEX MO 508 | flexible Al hose pipe, packing 10 m | o |  | 28.77 |  | SX130100170
ALUFLEX MO 560 | flexible Al hose pipe, packing 10 m |  |  | 33.33 |  | SX130100180
ALUFLEX MO 630 | flexible Al hose pipe, packing 10 m | o |  | 38.02 |  | SX130100190
GREYFLEX PVC / polyamid flexible hose pipe
GREYFLEX 052 | PVC / polyamid flexible hose pipe, packing 5 m | o |  | 5.07 |  | SX140100010
GREYFLEX 063 | PVC / polyamid flexible hose pipe, packing 5 m | o |  | 5.49 |  | SX140100020
GREYFLEX 076 | PVC / polyamid flexible hose pipe, packing 5 m | o |  | 6.29 |  | SX140100030
GREYFLEX 082 | PVC / polyamid flexible hose pipe, packing 5 m | o |  | 6.62 |  | SX140100040
GREYFLEX 102 | PVC / polyamid flexible hose pipe, packing 5 m | o |  | 7.93 |  | SX140100050
GREYFLEX 127 | PVC / polyamid flexible hose pipe, packing 5 m | o |  | 9.67 |  | SX140100060
GREYFLEX 152 | PVC / polyamid flexible hose pipe, packing 5 m | o |  | 11.22 |  | SX140100070
GREYFLEX 160 | PVC / polyamid flexible hose pipe, packing 5 m | o |  | 11.78 |  | SX140100080
GREYFLEX 185 | PVC / polyamid flexible hose pipe, packing 5 m | o |  | 12.91 |  | SX140100090
GREYFLEX 203 | PVC / polyamid flexible hose pipe, packing 5 m | o |  | 15.54 |  | SX140100100
GREYFLEX 229 | PVC / polyamid flexible hose pipe, packing 5 m | o |  | 17.56 |  | SX140100110
GREYFLEX 254 | PVC / polyamid flexible hose pipe, packing 5 m | o |  | 19.57 |  | SX140100120
GREYFLEX 305 | PVC / polyamid flexible hose pipe, packing 5 m | o |  | 24.03 |  | SX140100130
GREYFLEX 315 | PVC / polyamid flexible hose pipe, packing 5 m | o |  | 24.78 |  | SX140100140
GREYFLEX 356 | PVC / polyamid flexible hose pipe, packing 5 m | o |  | 32.58 |  | SX140100150
GREYFLEX 406 | PVC / polyamid flexible hose pipe, packing 5 m | o |  | 35.72 |  | SX140100160
GREYFLEX 457 | PVC / polyamid flexible hose pipe, packing 5 m | o |  | 40.98 |  | SX140100170
GREYFLEX 508 | PVC / polyamid flexible hose pipe, packing 5 m | o |  | 42.9 |  | SX140100180
GREYFLEX 560 | PVC / polyamid flexible hose pipe, packing 5 m |  |  | 45.48 |  | SX140100190
GREYFLEX 630 | PVC / polyamid flexible hose pipe, packing 5 m | o |  | 46.28 |  | SX140100200
INDUFLEX polyuretan flexible duct
INDUFLEX 045 | polyuretan flexible duct |  |  | 11.5 |  | AS110700040
INDUFLEX 080 | polyuretan flexible duct |  |  | 19.67 |  | AS110700100
INDUFLEX 100 | polyuretan flexible duct |  |  | 33.98 |  | AS110700120
INDUFLEX 127 | polyuretan flexible duct |  |  | 40.65 |  | AS110700160
INDUFLEX 153 | polyuretan flexible duct |  |  | 49.94 |  | AS110700190
INDUFLEX 160 | polyuretan flexible duct |  |  | 52.43 |  | AS110700200
INDUFLEX 180 | polyuretan flexible duct |  |  | 60.08 |  | AS110700220
INDUFLEX 203 | polyuretan flexible duct |  |  | 66.42 |  | AS110700230
INDUFLEX 225 | polyuretan flexible duct |  |  | 80.78 |  | AS110700240
INDUFLEX 250 | polyuretan flexible duct |  |  | 89.75 |  | AS110700250
INDUFLEX 305 | polyuretan flexible duct |  |  | 119.32 |  | AS110700270
INDUFLEX 318 | polyuretan flexible duct |  |  | 134.29 |  | AS110700280
KOMBIFLEX PVC / polyamid / flexible Al hose pipe
KOMBIFLEX 102 | PVC / polyamid / Al flexible hose pipe, packing 10 m | o |  | 5.73 |  | SX145100050
KOMBIFLEX 127 | PVC / polyamid / Al flexible hose pipe, packing 10 m | o |  | 6.9 |  | SX145100060
KOMBIFLEX 152 | PVC / polyamid / Al flexible hose pipe, packing 10 m | o |  | 8.78 |  | SX145100070
KOMBIFLEX 160 | PVC / polyamid / Al flexible hose pipe, packing 10 m | o |  | 9.15 |  | SX145100080
KOMBIFLEX 180 | PVC / polyamid / Al flexible hose pipe, packing 10 m |  |  | 10.09 |  | SX145100090
KOMBIFLEX 203 | PVC / polyamid / Al flexible hose pipe, packing 10 m | o |  | 11.31 |  | SX145100100
KOMBIFLEX 229 | PVC / polyamid / Al flexible hose pipe, packing 10 m |  |  | 12.72 |  | SX145100110
KOMBIFLEX 254 | PVC / polyamid / Al flexible hose pipe, packing 10 m | o |  | 14.5 |  | SX145100120
KOMBIFLEX 305 | PVC / polyamid / Al flexible hose pipe, packing 10 m |  |  | 17.46 |  | SX145100130
KOMBIFLEX 315 | PVC / polyamid / Al flexible hose pipe, packing 10 m | o |  | 17.98 |  | SX145100140
KOMBIFLEX 356 | PVC / polyamid / Al flexible hose pipe, packing 10 m | o |  | 22.77 |  | SX145100150
KOMBIFLEX 406 | PVC / polyamid / Al flexible hose pipe, packing 10 m | o |  | 25.39 |  | SX145100160
KOMBIFLEX 457 | PVC / polyamid / Al flexible hose pipe, packing 10 m | o |  | 29.48 |  | SX145100170
KOMBIFLEX 508 | PVC / polyamid / Al flexible hose pipe, packing 10 m |  |  | 38.16 |  | SX145100180
KOMBIFLEX 560 | PVC / polyamid / Al flexible hose pipe, packing 10 m |  |  | 46.42 |  | SX145100190
METALFLEX steel flexible hose pipe
METALFLEX 080 | steel flexible hose pipe |  | * | 19.1 |  | VC500100020
METALFLEX 100 | steel flexible hose pipe |  | * | 23.7 |  | VC500100030
METALFLEX 110 | steel flexible hose pipe |  | * | 28.12 |  | VC500100035
METALFLEX 125 | steel flexible hose pipe |  | * | 29.71 |  | VC500100040
METALFLEX 150 | steel flexible hose pipe |  | * | 35.63 |  | VC500100050
METALFLEX 160 | steel flexible hose pipe |  | * | 37.88 |  | VC500100060
METALFLEX 180 | steel flexible hose pipe |  | * | 42.53 |  | VC500100070
METALFLEX 200 | steel flexible hose pipe |  | * | 47.31 |  | VC500100080
METALFLEX 250 | steel flexible hose pipe |  | * | 58.86 |  | VC500100090
METALFLEX 300 | steel flexible hose pipe |  | * | 117.49 |  | VC500100100
METAL - connector 080 | steel connector for hose pipe METALFLEX |  | * | 13.66 |  | VC51010020
METAL - connector 100 | steel connector for hose pipe METALFLEX |  | * | 15.63 |  | VC51010030
METAL - connector 125 | steel connector for hose pipe METALFLEX |  | * | 17.79 |  | VC51010040
METAL - connector 150 | steel connector for hose pipe METALFLEX |  | * | 20.98 |  | VC51010050
METAL - connector 160 | steel connector for hose pipe METALFLEX |  | * | 22.11 |  | VC51010060
METAL - connector 180 | steel connector for hose pipe METALFLEX |  | * | 24.46 |  | VC51010070
METAL - connector 200 | steel connector for hose pipe METALFLEX |  | * | 27.13 |  | VC51010080
METAL - connector 250 | steel connector for hose pipe METALFLEX |  | * | 33.09 |  | VC51010090
METAL - connector 300 | steel connector for hose pipe METALFLEX |  | * | 90.59 |  | VC51010100
METAL - connector 350 | steel connector for hose pipe METALFLEX |  | * | 45.53 |  | VC51010110
METAL - connector 400 | steel connector for hose pipe METALFLEX |  | * | 51.91 |  | VC51010120
METAL - connector 450 | steel connector for hose pipe METALFLEX |  | * | 58.16 |  | VC52010130
SEMIFLEX STANDARD flexible Al hose pipe (0,08 mm)
SEMIFLEX 080/3 STANDARD | flexible Al hose pipe (0,08 mm), packing 3 m | o |  | 3 |  | KR501200010
SEMIFLEX 080/5 STANDARD | flexible Al hose pipe (0,08 mm), packing 5 m | o |  | 3 |  | KR501200015
SEMIFLEX 100/3 STANDARD | flexible Al hose pipe (0,08 mm), packing 3 m | o |  | 3.33 |  | KR501200030
SEMIFLEX 100/5 STANDARD | flexible Al hose pipe (0,08 mm), packing 5 m | o |  | 3.33 |  | KR501200035
SEMIFLEX 110/5 STANDARD | flexible Al hose pipe (0,08 mm), packing 5 m |  |  | 5.44 |  | KR501200045
SEMIFLEX 125/3 STANDARD | flexible Al hose pipe (0,08 mm), packing 3 m | o |  | 4.08 |  | KR501200060
SEMIFLEX 125/5 STANDARD | flexible Al hose pipe (0,08 mm), packing 5 m | o |  | 4.08 |  | KR501200065
SEMIFLEX 140/3 STANDARD | flexible Al hose pipe (0,08 mm), packing 3 m |  |  | 6.95 |  | KR501200070
SEMIFLEX 140/5 STANDARD | flexible Al hose pipe (0,08 mm), packing 5 m |  |  | 6.95 |  | KR501200075
SEMIFLEX 150/3 STANDARD | flexible Al hose pipe (0,08 mm), packing 3 m | o |  | 5.12 |  | KR501200080
SEMIFLEX 150/5 STANDARD | flexible Al hose pipe (0,08 mm), packing 5 m | o |  | 5.12 |  | KR501200085
SEMIFLEX 160/3 STANDARD | flexible Al hose pipe (0,08 mm), packing 3 m | o |  | 5.44 |  | KR501200090
SEMIFLEX 160/5 STANDARD | flexible Al hose pipe (0,08 mm), packing 5 m | o |  | 5.44 |  | KR501200095
SEMIFLEX 180/5 STANDARD | flexible Al hose pipe (0,08 mm), packing 5 m |  |  | 9.11 |  | KR501200105
SEMIFLEX 200/3 STANDARD | flexible Al hose pipe (0,08 mm), packing 3 m | o |  | 7.74 |  | KR501200110
SEMIFLEX 200/5 STANDARD | flexible Al hose pipe (0,08 mm), packing 5 m | o |  | 7.74 |  | KR501200115
SEMIFLEX 250/3 STANDARD | flexible Al hose pipe (0,08 mm), packing 3 m | o |  | 10.47 |  | KR501200130
SEMIFLEX 250/5 STANDARD | flexible Al hose pipe (0,08 mm), packing 5 m | o |  | 10.47 |  | KR501200135
SEMIFLEX 315/3 STANDARD | flexible Al hose pipe (0,08 mm), packing 3 m | o |  | 15.07 |  | KR501200160
SEMIFLEX 315/5 STANDARD | flexible Al hose pipe (0,08 mm), packing 5 m | o |  | 15.07 |  | KR501200165
SEMIFLEX 355/3 STANDARD | flexible Al hose pipe (0,08 mm), packing 3 m | o |  | 23.7 |  | KR501200171
SEMIFLEX 355/5 STANDARD | flexible Al hose pipe (0,08 mm), packing 5 m | o |  | 23.7 |  | KR501200176
SEMIFLEX 400/3 STANDARD | flexible Al hose pipe (0,08 mm), packing 3 m | o |  | 30.18 |  | KR501200180
SEMIFLEX 400/5 STANDARD | flexible Al hose pipe (0,08 mm), packing 5 m | o |  | 30.18 |  | KR501200185
SEMIFLEX 450/3 STANDARD | flexible Al hose pipe (0,08 mm), packing 3 m | o |  | 36 |  | KR501200190
SEMIFLEX 500/3 STANDARD | flexible Al hose pipe (0,08 mm), packing 3 m | o |  | 39.43 |  | KR501200200
SEMIFLEX PROFI flexible Al hose pipe (0,12 mm)
SEMIFLEX 080/3 PROFI | flexible Al hose pipe (0,12 mm), packing 3 m | o |  | 3.71 |  | KR503200010
SEMIFLEX 080/5 PROFI | flexible Al hose pipe (0,12 mm), packing 5 m | o |  | 3.71 |  | KR503200015
SEMIFLEX 100/3 PROFI | flexible Al hose pipe (0,12 mm), packing 3 m | o |  | 4.6 |  | KR503200030
SEMIFLEX 100/5 PROFI | flexible Al hose pipe (0,12 mm), packing 5 m | o |  | 4.6 |  | KR503200035
SEMIFLEX 110/3 PROFI | flexible Al hose pipe (0,12 mm), packing 3 m | o |  | 6.15 |  | KR503200040
SEMIFLEX 110/5 PROFI | flexible Al hose pipe (0,12 mm), packing 5 m |  |  | 6.15 |  | KR503200045
SEMIFLEX 125/3 PROFI | flexible Al hose pipe (0,12 mm), packing 3 m | o |  | 5.73 |  | KR503200060
SEMIFLEX 125/5 PROFI | flexible Al hose pipe (0,12 mm), packing 5 m | o |  | 5.73 |  | KR503200065
SEMIFLEX 140/3 PROFI | flexible Al hose pipe (0,12 mm), packing 3 m |  |  | 6.95 |  | KR503200070
SEMIFLEX 140/5 PROFI | flexible Al hose pipe (0,12 mm), packing 5 m |  |  | 7.65 |  | KR503200075
SEMIFLEX 150/3 PROFI | flexible Al hose pipe (0,12 mm), packing 3 m | o |  | 7.09 |  | KR503200080
SEMIFLEX 150/5 PROFI | flexible Al hose pipe (0,12 mm), packing 5 m | o |  | 7.09 |  | KR503200085
SEMIFLEX 160/3 PROFI | flexible Al hose pipe (0,12 mm), packing 3 m | o |  | 7.42 |  | KR503200090
SEMIFLEX 160/5 PROFI | flexible Al hose pipe (0,12 mm), packing 5 m | o |  | 7.42 |  | KR503200095
SEMIFLEX 180/3 PROFI | flexible Al hose pipe (0,12 mm), packing 3 m | o |  | 10.19 |  | KR503200100
SEMIFLEX 180/5 PROFI | flexible Al hose pipe (0,12 mm), packing 5 m |  |  | 10.19 |  | KR503200105
SEMIFLEX 200/3 PROFI | flexible Al hose pipe (0,12 mm), packing 3 m | o |  | 10.8 |  | KR503200110
SEMIFLEX 200/5 PROFI | flexible Al hose pipe (0,12 mm), packing 5 m | o |  | 10.8 |  | KR503200115
SEMIFLEX 250/3 PROFI | flexible Al hose pipe (0,12 mm), packing 3 m | o |  | 14.79 |  | KR503200130
SEMIFLEX 250/5 PROFI | flexible Al hose pipe (0,12 mm), packing 5 m | o |  | 14.79 |  | KR503200135
SEMIFLEX 315/3 PROFI | flexible Al hose pipe (0,12 mm), packing 3 m | o |  | 19.29 |  | KR503200160
SEMIFLEX 315/5 PROFI | flexible Al hose pipe (0,12 mm), packing 5 m | o |  | 19.29 |  | KR503200165
SEMIFLEX 355/3 PROFI | flexible Al hose pipe (0,12 mm), packing 3 m | o |  | 28.73 |  | KR503200171
SEMIFLEX 355/5 PROFI | flexible Al hose pipe (0,12 mm), packing 5 m | o |  | 28.73 |  | KR503200176
SEMIFLEX 400/3 PROFI | flexible Al hose pipe (0,12 mm), packing 3 m | o |  | 36.33 |  | KR503200180
SEMIFLEX 400/5 PROFI | flexible Al hose pipe (0,12 mm), packing 5 m | o |  | 36.33 |  | KR503200185
SEMIFLEX 450/3 PROFI | flexible Al hose pipe (0,12 mm), packing 3 m | o |  | 38.77 |  | KR503200190
SEMIFLEX 500/3 PROFI | flexible Al hose pipe (0,12 mm), packing 3 m | o |  | 43.75 |  | KR503200200
SEMIFLEX PROFI BOX flexible Al hose pipe (0,11 mm)
SEMIFLEX 100 PROFI | flexible Al hose pipe (0,11 mm), 1,5 m |  |  | 10.09 |  | AS122101010
SEMIFLEX 125 PROFI | flexible Al hose pipe (0,11 mm), 1,5 m |  |  | 12.58 |  | AS122101020
SEMIFLEX 150 PROFI | flexible Al hose pipe (0,11 mm), 1,5 m |  |  | 15.58 |  | AS122101030
SEMIFLEX 160 PROFI | flexible Al hose pipe (0,11 mm), 1,5 m |  |  | 16.29 |  | AS122101040
SEMIFLEX SONO flexible Al hose pipe with sound insulation
SEMIFLEX 080 SONO | flexible Al hose pipe with sound insulation |  |  | 16.57 |  | KR520100005
SEMIFLEX 100 SONO | flexible Al hose pipe with sound insulation |  |  | 18.49 |  | KR520100010
SEMIFLEX 125 SONO | flexible Al hose pipe with sound insulation |  |  | 21.83 |  | KR520100020
SEMIFLEX 140 SONO | flexible Al hose pipe with sound insulation |  |  | 40.04 |  | KR520100030
SEMIFLEX 160 SONO | flexible Al hose pipe with sound insulation |  |  | 27.51 |  | KR520100040
SEMIFLEX 200 SONO | flexible Al hose pipe with sound insulation |  |  | 33.19 |  | KR520100060
SEMIFLEX 250 SONO | flexible Al hose pipe with sound insulation |  |  | 41.87 |  | KR520100070
SEMIFLEX 315 SONO | flexible Al hose pipe with sound insulation |  |  | 49.33 |  | KR520100080
SEMIFLEX 355 SONO | flexible Al hose pipe with sound insulation |  |  | 67.26 |  | KR520100090
SEMIFLEX 400 SONO | flexible Al hose pipe with sound insulation |  |  | 72.94 |  | KR520100100
SEMIFLEX TERMO flexible Al hose pipe with thermal insulation
SEMIFLEX 080 TERMO | flexible Al hose pipe with thermal insulation | o |  | 16.1 |  | KR510100010
SEMIFLEX 100 TERMO | flexible Al hose pipe with thermal insulation | o |  | 17.93 |  | KR510100020
SEMIFLEX 125 TERMO | flexible Al hose pipe with thermal insulation | o |  | 21.17 |  | KR510100030
SEMIFLEX 160 TERMO | flexible Al hose pipe with thermal insulation | o |  | 26.71 |  | KR510100050
SEMIFLEX 200 TERMO | flexible Al hose pipe with thermal insulation | o |  | 32.29 |  | KR510100070
SEMIFLEX 250 TERMO | flexible Al hose pipe with thermal insulation | o |  | 40.65 |  | KR510100090
SEMIFLEX 315 TERMO | flexible Al hose pipe with thermal insulation |  |  | 47.97 |  | KR510100110
SEMIFLEX 355 TERMO | flexible Al hose pipe with thermal insulation |  |  | 65.29 |  | KR510100120
SEMIFLEX 400 TERMO | flexible Al hose pipe with thermal insulation |  |  | 70.83 |  | KR510100130
SONOFLEX flexible Al hose pipe with sound and thermal insulation
SONOFLEX 082 | flexible Al hose pipe, packing 10 m | o |  | 6.38 |  | SX103100010
SONOFLEX 102 | flexible Al hose pipe, packing 10 m | o |  | 6.38 |  | SX103100020
SONOFLEX 127 | flexible Al hose pipe, packing 10 m | o |  | 7.18 |  | SX103100030
SONOFLEX 152 | flexible Al hose pipe, packing 10 m | o |  | 7.7 |  | SX103100040
SONOFLEX 160 | flexible Al hose pipe, packing 10 m | o |  | 8.03 |  | SX103100050
SONOFLEX 185 | flexible Al hose pipe, packing 10 m | o |  | 9.11 |  | SX103100060
SONOFLEX 203 | flexible Al hose pipe, packing 10 m | o |  | 10.09 |  | SX103100070
SONOFLEX 254 | flexible Al hose pipe, packing 10 m | o |  | 12.72 |  | SX103100080
SONOFLEX 315 | flexible Al hose pipe, packing 10 m | o |  | 15.3 |  | SX103100090
SONOFLEX 356 | flexible Al hose pipe, packing 10 m | o |  | 17.56 |  | SX103100100
SONOFLEX 406 | flexible Al hose pipe, packing 10 m | o |  | 23.19 |  | SX103100110
SONOFLEX 457 | flexible Al hose pipe, packing 10 m | o |  | 26.94 |  | SX103100120
SONOFLEX 508 | flexible Al hose pipe, packing 10 m | o |  | 32.01 |  | SX103100130
SONOFLEX MI flexible Al hose pipe with sound and thermal insulation
SONOFLEX MI 082 | flexible Al hose pipe, packing 10 m | o |  | 8.97 |  | SX150100010
SONOFLEX MI 102 | flexible Al hose pipe, packing 10 m | o |  | 9.72 |  | SX150100020
SONOFLEX MI 127 | flexible Al hose pipe, packing 10 m | o |  | 11.12 |  | SX150100030
SONOFLEX MI 152 | flexible Al hose pipe, packing 10 m | o |  | 12.91 |  | SX150100040
SONOFLEX MI 160 | flexible Al hose pipe, packing 10 m | o |  | 13.71 |  | SX150100050
SONOFLEX MI 185 | flexible Al hose pipe, packing 10 m | o |  | 14.93 |  | SX150100060
SONOFLEX MI 203 | flexible Al hose pipe, packing 10 m | o |  | 16.1 |  | SX150100070
SONOFLEX MI 229 | flexible Al hose pipe, packing 10 m | o |  | 17.98 |  | SX150100080
SONOFLEX MI 254 | flexible Al hose pipe, packing 10 m | o |  | 19.24 |  | SX150100090
SONOFLEX MI 305 | flexible Al hose pipe, packing 10 m |  |  | 24.92 |  | SX150100100
SONOFLEX MI 315 | flexible Al hose pipe, packing 10 m | o |  | 24.46 |  | SX150100110
SONOFLEX MI 356 | flexible Al hose pipe, packing 10 m | o |  | 29.99 |  | SX150100120
SONOFLEX MI 406 | flexible Al hose pipe, packing 10 m | o |  | 35.02 |  | SX150100130
SONOFLEX MI 457 | flexible Al hose pipe, packing 10 m | o |  | 42.57 |  | SX150100140
SONOFLEX MI 508 | flexible Al hose pipe, packing 10 m | o |  | 45.39 |  | SX150100150
SONOFLEX MI 560 | flexible Al hose pipe, packing 10 m | o |  | 49.24 |  | SX150100160
SONOFLEX MI 630 | flexible Al hose pipe, packing 10 m | o |  | 55.06 |  | SX150100170
SONOFLEX MO flexible Al hose pipe with sound and thermal insulation
SONOFLEX MO 082 | flexible Al hose pipe, packing 10 m | o |  | 10.56 |  | SX160100010
SONOFLEX MO 102 | flexible Al hose pipe, packing 10 m | o |  | 12.06 |  | SX160100020
SONOFLEX MO 127 | flexible Al hose pipe, packing 10 m | o |  | 13.75 |  | SX160100030
SONOFLEX MO 152 | flexible Al hose pipe, packing 10 m | o |  | 16.85 |  | SX160100040
SONOFLEX MO 160 | flexible Al hose pipe, packing 10 m | o |  | 17.79 |  | SX160100050
SONOFLEX MO 185 | flexible Al hose pipe, packing 10 m |  |  | 19.2 |  | SX160100060
SONOFLEX MO 203 | flexible Al hose pipe, packing 10 m | o |  | 19.43 |  | SX160100070
SONOFLEX MO 229 | flexible Al hose pipe, packing 10 m |  |  | 23.52 |  | SX160100080
SONOFLEX MO 254 | flexible Al hose pipe, packing 10 m | o |  | 23.56 |  | SX160100090
SONOFLEX MO 305 | flexible Al hose pipe, packing 10 m |  |  | 27.83 |  | SX160100100
SONOFLEX MO 315 | flexible Al hose pipe, packing 10 m | o |  | 27.83 |  | SX160100110
SONOFLEX MO 356 | flexible Al hose pipe, packing 10 m | o |  | 34.22 |  | SX160100120
SONOFLEX MO 406 | flexible Al hose pipe, packing 10 m | o |  | 39.1 |  | SX160100130
SONOFLEX MO 457 | flexible Al hose pipe, packing 10 m | o |  | 43.47 |  | SX160100140
SONOFLEX MO 508 | flexible Al hose pipe, packing 10 m |  |  | 46.84 |  | SX160100150
SONOFLEX MO 560 | flexible Al hose pipe, packing 10 m |  |  | 52.67 |  | SX160100160
SONOFLEX MO 630 | flexible Al hose pipe, packing 10 m |  |  | 58.77 |  | SX160100170
TERMOFLEX HYGIENIC flexible hygienic Al hose pipe
TERMOFLEX 25 HYGIENIC 082 | flex. hygienic Al hose pipe with therm. insul. 25 mm, pack. 10 m | o |  | 9.9 |  | SX601100010
TERMOFLEX 25 HYGIENIC 102 | flex. hygienic Al hose pipe with therm. insul. 25 mm, pack. 10 m | o |  | 12.34 |  | SX601100020
TERMOFLEX 25 HYGIENIC 127 | flex. hygienic Al hose pipe with therm. insul. 25 mm, pack. 10 m | o |  | 14.74 |  | SX601100030
TERMOFLEX 25 HYGIENIC 152 | flex. hygienic Al hose pipe with therm. insul. 25 mm, pack. 10 m | o |  | 17.04 |  | SX601100040
TERMOFLEX 25 HYGIENIC 160 | flex. hygienic Al hose pipe with therm. insul. 25 mm, pack. 10 m | o |  | 17.41 |  | SX601100050
TERMOFLEX 25 HYGIENIC 185 | flex. hygienic Al hose pipe with therm. insul. 25 mm, pack. 10 m | o |  | 20 |  | SX601100060
TERMOFLEX 25 HYGIENIC 203 | flex. hygienic Al hose pipe with therm. insul. 25 mm, pack. 10 m | o |  | 21.64 |  | SX601100070
TERMOFLEX 25 HYGIENIC 229 | flex. hygienic Al hose pipe with therm. insul. 25 mm, pack. 10 m |  |  | 26.47 |  | SX601100080
TERMOFLEX 25 HYGIENIC 254 | flex. hygienic Al hose pipe with therm. insul. 25 mm, pack. 10 m | o |  | 28.07 |  | SX601100090
TERMOFLEX 25 HYGIENIC 305 | flex. hygienic Al hose pipe with therm. insul. 25 mm, pack. 10 m |  |  | 32.06 |  | SX601100100
TERMOFLEX 25 HYGIENIC 315 | flex. hygienic Al hose pipe with therm. insul. 25 mm, pack. 10 m | o |  | 33.98 |  | SX601100110
TERMOFLEX 25 HYGIENIC 356 | flex. hygienic Al hose pipe with therm. insul. 25 mm, pack. 10 m |  |  | 36.85 |  | SX601100120
TERMOFLEX 25 HYGIENIC 406 | flex. hygienic Al hose pipe with therm. insul. 25 mm, pack. 10 m |  |  | 46.47 |  | SX601100130
TERMOFLEX 25 HYGIENIC 457 | flex. hygienic Al hose pipe with therm. insul. 25 mm, pack. 10 m |  |  | 50.18 |  | SX601100140
TERMOFLEX 25 HYGIENIC 508 | flex. hygienic Al hose pipe with therm. insul. 25 mm, pack. 10 m |  |  | 56.61 |  | SX601100150
TERMOFLEX 50 HYGIENIC 082 | flex. hygienic Al hose pipe with therm. insul. 50 mm, pack. 10 m |  |  | 13.42 |  | SX602100010
TERMOFLEX 50 HYGIENIC 102 | flex. hygienic Al hose pipe with therm. insul. 50 mm, pack. 10 m | o |  | 16.57 |  | SX602100020
TERMOFLEX 50 HYGIENIC 127 | flex. hygienic Al hose pipe with therm. insul. 50 mm, pack. 10 m | o |  | 19.81 |  | SX602100030
TERMOFLEX 50 HYGIENIC 152 | flex. hygienic Al hose pipe with therm. insul. 50 mm, pack. 10 m | o |  | 22.86 |  | SX602100040
TERMOFLEX 50 HYGIENIC 160 | flex. hygienic Al hose pipe with therm. insul. 50 mm, pack. 10 m | o |  | 23.52 |  | SX602100050
TERMOFLEX 50 HYGIENIC 185 | flex. hygienic Al hose pipe with therm. insul. 50 mm, pack. 10 m |  |  | 27.04 |  | SX602100060
TERMOFLEX 50 HYGIENIC 203 | flex. hygienic Al hose pipe with therm. insul. 50 mm, pack. 10 m | o |  | 29.24 |  | SX602100070
TERMOFLEX 50 HYGIENIC 229 | flex. hygienic Al hose pipe with therm. insul. 50 mm, pack. 10 m |  |  | 35.77 |  | SX602100080
TERMOFLEX 50 HYGIENIC 254 | flex. hygienic Al hose pipe with therm. insul. 50 mm, pack. 10 m | o |  | 37.74 |  | SX602100090
TERMOFLEX 50 HYGIENIC 305 | flex. hygienic Al hose pipe with therm. insul. 50 mm, pack. 10 m |  |  | 43.18 |  | SX602100100
TERMOFLEX 50 HYGIENIC 315 | flex. hygienic Al hose pipe with therm. insul. 50 mm, pack. 10 m | o |  | 45.81 |  | SX602100110
TERMOFLEX 50 HYGIENIC 356 | flex. hygienic Al hose pipe with therm. insul. 50 mm, pack. 10 m |  |  | 49.66 |  | SX602100120
TERMOFLEX 50 HYGIENIC 406 | flex. hygienic Al hose pipe with therm. insul. 50 mm, pack. 10 m |  |  | 62.66 |  | SX602100130
TERMOFLEX 50 HYGIENIC 457 | flex. hygienic Al hose pipe with therm. insul. 50 mm, pack. 10 m |  |  | 67.59 |  | SX602100140
TERMOFLEX 50 HYGIENIC 508 | flex. hygienic Al hose pipe with therm. insul. 50 mm, pack. 10 m |  |  | 76.18 |  | SX602100150
TERMOFLEX flexible Al hose pipe with thermal insulation
TERMOFLEX 082 | flexible Al hose pipe with thermal insulation, packing 10 m | o |  | 6.1 |  | SX106100010
TERMOFLEX 102 | flexible Al hose pipe with thermal insulation, packing 10 m | o |  | 6.1 |  | SX106100020
TERMOFLEX 127 | flexible Al hose pipe with thermal insulation, packing 10 m | o |  | 6.9 |  | SX106100030
TERMOFLEX 152 | flexible Al hose pipe with thermal insulation, packing 10 m | o |  | 7.56 |  | SX106100040
TERMOFLEX 160 | flexible Al hose pipe with thermal insulation, packing 10 m | o |  | 7.6 |  | SX106100050
TERMOFLEX 185 | flexible Al hose pipe with thermal insulation, packing 10 m | o |  | 8.68 |  | SX106100060
TERMOFLEX 203 | flexible Al hose pipe with thermal insulation, packing 10 m | o |  | 9.76 |  | SX106100070
TERMOFLEX 254 | flexible Al hose pipe with thermal insulation, packing 10 m | o |  | 11.88 |  | SX106100080
TERMOFLEX 315 | flexible Al hose pipe with thermal insulation, packing 10 m | o |  | 14.64 |  | SX106100090
TERMOFLEX 356 | flexible Al hose pipe with thermal insulation, packing 10 m | o |  | 17.09 |  | SX106100100
TERMOFLEX 406 | flexible Al hose pipe with thermal insulation, packing 10 m |  |  | 22.58 |  | SX106100110
TERMOFLEX 457 | flexible Al hose pipe with thermal insulation, packing 10 m |  |  | 26.43 |  | SX106100120
TERMOFLEX 508 | flexible Al hose pipe with thermal insulation, packing 10 m |  |  | 31.07 |  | SX106100130
TERMOFLEX MI flexible Al hose pipe with thermal insulation
TERMOFLEX MI 082 | flexible Al hose pipe with thermal insulation, packing 10 m | o |  | 9.11 |  | SX180100020
TERMOFLEX MI 102 | flexible Al hose pipe with thermal insulation, packing 10 m | o |  | 9.81 |  | SX180100030
TERMOFLEX MI 127 | flexible Al hose pipe with thermal insulation, packing 10 m | o |  | 10.8 |  | SX180100040
TERMOFLEX MI 152 | flexible Al hose pipe with thermal insulation, packing 10 m | o |  | 12.58 |  | SX180100050
TERMOFLEX MI 160 | flexible Al hose pipe with thermal insulation, packing 10 m | o |  | 13.05 |  | SX180100060
TERMOFLEX MI 185 | flexible Al hose pipe with thermal insulation, packing 10 m |  |  | 16.01 |  | SX180100070
TERMOFLEX MI 203 | flexible Al hose pipe with thermal insulation, packing 10 m | o |  | 15.3 |  | SX180100080
TERMOFLEX MI 229 | flexible Al hose pipe with thermal insulation, packing 10 m | o |  | 18.87 |  | SX180100090
TERMOFLEX MI 254 | flexible Al hose pipe with thermal insulation, packing 10 m | o |  | 18.87 |  | SX180100100
TERMOFLEX MI 305 | flexible Al hose pipe with thermal insulation, packing 10 m |  |  | 24.74 |  | SX180100110
TERMOFLEX MI 315 | flexible Al hose pipe with thermal insulation, packing 10 m | o |  | 24.13 |  | SX180100120
TERMOFLEX MI 356 | flexible Al hose pipe with thermal insulation, packing 10 m | o |  | 32.2 |  | SX180100130
TERMOFLEX MI 406 | flexible Al hose pipe with thermal insulation, packing 10 m | o |  | 36.47 |  | SX180100140
TERMOFLEX MI 457 | flexible Al hose pipe with thermal insulation, packing 10 m | o |  | 40.27 |  | SX180100150
TERMOFLEX MI 508 | flexible Al hose pipe with thermal insulation, packing 10 m | o |  | 43.23 |  | SX180100160
TERMOFLEX MI 560 | flexible Al hose pipe with thermal insulation, packing 10 m |  |  | 50.13 |  | SX180100170
TERMOFLEX MI 630 | flexible Al hose pipe with thermal insulation, packing 10 m |  |  | 56.98 |  | SX180100180
TERMOFLEX MO flexible Al hose pipe with thermal insulation
TERMOFLEX MO 082 | flexible Al hose pipe with thermal insulation, packing 10 m | o |  | 10.75 |  | SX190100010
TERMOFLEX MO 102 | flexible Al hose pipe with thermal insulation, packing 10 m | o |  | 12.06 |  | SX190100020
TERMOFLEX MO 127 | flexible Al hose pipe with thermal insulation, packing 10 m | o |  | 13.71 |  | SX190100030
TERMOFLEX MO 152 | flexible Al hose pipe with thermal insulation, packing 10 m | o |  | 17.13 |  | SX190100040
TERMOFLEX MO 160 | flexible Al hose pipe with thermal insulation, packing 10 m | o |  | 17.18 |  | SX190100050
TERMOFLEX MO 185 | flexible Al hose pipe with thermal insulation, packing 10 m |  |  | 18.49 |  | SX190100060
TERMOFLEX MO 203 | flexible Al hose pipe with thermal insulation, packing 10 m | o |  | 19.76 |  | SX190100070
TERMOFLEX MO 229 | flexible Al hose pipe with thermal insulation, packing 10 m |  |  | 24.03 |  | SX190100080
TERMOFLEX MO 254 | flexible Al hose pipe with thermal insulation, packing 10 m | o |  | 24.03 |  | SX190100090
TERMOFLEX MO 305 | flexible Al hose pipe with thermal insulation, packing 10 m |  |  | 29.85 |  | SX190100100
TERMOFLEX MO 315 | flexible Al hose pipe with thermal insulation, packing 10 m | o |  | 29.85 |  | SX190100110
TERMOFLEX MO 356 | flexible Al hose pipe with thermal insulation, packing 10 m |  |  | 34.78 |  | SX190100120
TERMOFLEX MO 406 | flexible Al hose pipe with thermal insulation, packing 10 m |  |  | 39.8 |  | SX190100130
TERMOFLEX MO 457 | flexible Al hose pipe with thermal insulation, packing 10 m |  |  | 44.26 |  | SX190100140
TERMOFLEX MO 508 | flexible Al hose pipe with thermal insulation, packing 10 m |  |  | 47.69 |  | SX190100150
TERMOFLEX MO 560 | flexible Al hose pipe with thermal insulation, packing 10 m | o |  | 52.71 |  | SX190100160
Rain protection roofs
RH 080 | rain protection roof | o |  | 27.27 |  | PR540100010
RH 100 | rain protection roof | o |  | 30.32 |  | PR540100020
RH 112 | rain protection roof |  |  | 45.86 |  | PR540100040
RH 125 | rain protection roof | o |  | 45.86 |  | PR540100050
RH 140 | rain protection roof |  |  | 48.11 |  | PR540100070
RH 150 | rain protection roof | o |  | 67.12 |  | PR540100090
RH 160 | rain protection roof | o |  | 59.99 |  | PR540100100
RH 180 | rain protection roof |  |  | 65.9 |  | PR540100120
RH 200 | rain protection roof | o |  | 65.9 |  | PR540100130
RH 225 | rain protection roof |  |  | 74.91 |  | PR540100150
RH 250 | rain protection roof | o |  | 85.01 |  | PR540100160
RH 280 | rain protection roof |  |  | 85.85 |  | PR540100180
RH 315 | rain protection roof | o |  | 89.98 |  | PR540100190
RH 355 | rain protection roof |  |  | 92.23 |  | PR540100200
RH 400 | rain protection roof |  |  | 111.9 |  | PR540100210
RH 450 | rain protection roof with flange |  |  | 116.97 |  | PR540100215
RH 500 | rain protection roof with flange |  |  | 162.88 |  | PR540100220
RH 560 | rain protection roof with flange |  |  | on request
RH 630 | rain protection roof with flange |  |  | 272.62 |  | PR540100240
RH 710 | rain protection roof with flange |  |  | 298.06 |  | PR540100250
RH 800 | rain protection roof with flange |  |  | 390.86 |  | PR540100260
RH 900 | rain protection roof with flange |  |  | 590.77 |  | PR540100265
RH 100 | rain protection roof with protection net and flange |  |  | 38.58 |  | PR540100030
RH 125 | rain protection roof with protection net and flange |  |  | 60.6 |  | PR540100060
RH 140 | rain protection roof with protection net and flange |  |  | 53.93 |  | PR540100080
RH 160 | rain protection roof with protection net and flange |  |  | 67.12 |  | PR540100110
RH 200 | rain protection roof with protection net and flange |  |  | 71.72 |  | PR540100140
RH 250 | rain protection roof with protection net and flange |  |  | 85.19 |  | PR540100170
RH 315 | rain protection roof with protection net and flange |  |  | 99.42 |  | PR540100195
RH 355 | rain protection roof with protection net and flange |  |  | 106.64 |  | PR540100205
RH 500 | rain protection roof with protection net and flange |  |  | 170.48 |  | PR540100230
In-line reducers
PRO 100/080 | reducer | o | * | 10.04 |  | TV150100020
PRO 112/080 | reducer |  | * | 11.97 |  | TV150100030
PRO 112/100 | reducer |  | * | 11.97 |  | TV150100040
PRO 125/080 | reducer | o | * | 12.11 |  | TV150100050
PRO 125/100 | reducer | o | * | 12.49 |  | TV150100055
PRO 140/080 | reducer |  | * | 12.06 |  | TV150100075
PRO 140/100 | reducer | o | * | 12.06 |  | TV150100070
PRO 140/112 | reducer |  | * | 12.06 |  | TV150100080
PRO 140/125 | reducer | o | * | 12.06 |  | TV150100090
PRO 150/080 | reducer | o | * | 12.06 |  | TV150100100
PRO 150/100 | reducer | o | * | 12.06 |  | TV150100110
PRO 150/125 | reducer | o | * | 12.06 |  | TV150100120
PRO 150/140 | reducer | o | * | 12.16 |  | TV150100130
PRO 160/080 | reducer | o | * | 13.33 |  | TV150100210
PRO 160/100 | reducer | o | * | 12.53 |  | TV150100140
PRO 160/112 | reducer |  | * | 11.88 |  | TV150100150
PRO 160/125 | reducer | o | * | 12.53 |  | TV150100170
PRO 160/140 | reducer | o | * | 12.63 |  | TV150100180
PRO 160/150 | reducer | o | * | 13.66 |  | TV150100190
PRO 180/100 | reducer | o | * | 12.53 |  | TV150100220
PRO 180/112 | reducer |  | * | 13.1 |  | TV150100230
PRO 180/125 | reducer | o | * | 13.14 |  | TV150100240
PRO 180/140 | reducer |  | * | 13.66 |  | TV150100250
PRO 180/150 | reducer | o | * | 13.66 |  | TV150100260
PRO 180/160 | reducer | o | * | 13.66 |  | TV150100270
PRO 200/100 | reducer | o | * | 13.24 |  | TV150100280
PRO 200/125 | reducer | o | * | 13.71 |  | TV150100290
PRO 200/140 | reducer | o | * | 13.66 |  | TV150100300
PRO 200/150 | reducer | o | * | 13.66 |  | TV150100310
PRO 200/160 | reducer | o | * | 14.41 |  | TV150100320
PRO 200/180 | reducer | o | * | 14.88 |  | TV150100330
PRO 225/100 | reducer |  | * | 16.76 |  | TV150100380
PRO 225/125 | reducer | o | * | 16.76 |  | TV150100360
PRO 225/140 | reducer |  | * | 16.76 |  | TV150100365
PRO 225/160 | reducer | o | * | 16.76 |  | TV150100390
PRO 225/180 | reducer | o | * | 16.76 |  | TV150100400
PRO 225/200 | reducer | o | * | 17.37 |  | TV150100370
PRO 250/100 | reducer | o | * | 15.72 |  | TV150100410
PRO 250/125 | reducer | o | * | 16.62 |  | TV150100420
PRO 250/140 | reducer |  | * | 13.38 |  | TV150100430
PRO 250/150 | reducer | o | * | 15.07 |  | TV150100440
PRO 250/160 | reducer | o | * | 16.8 |  | TV150100450
PRO 250/180 | reducer | o | * | 15.49 |  | TV150100460
PRO 250/200 | reducer | o | * | 16.8 |  | TV150100470
PRO 250/225 | reducer | o | * | 19.15 |  | TV150100480
PRO 280/100 | reducer |  | * | 17.7 |  | TV150100490
PRO 280/160 | reducer | o | * | 17.7 |  | TV150100500
PRO 280/180 | reducer |  | * | 17.7 |  | TV150100510
PRO 280/200 | reducer | o | * | 17.7 |  | TV150100520
PRO 280/225 | reducer |  | * | 17.7 |  | TV150100530
PRO 280/250 | reducer | o | * | 17.7 |  | TV150100540
PRO 315/125 | reducer | o | * | 21.03 |  | TV150100565
PRO 315/150 | reducer |  | * | 19.9 |  | TV150100570
PRO 315/160 | reducer | o | * | 21.03 |  | TV150100580
PRO 315/180 | reducer |  | * | 21.92 |  | TV150100585
PRO 315/200 | reducer | o | * | 38.3 |  | TV150100590
PRO 315/225 | reducer | o | * | 36.8 |  | TV150100600
PRO 315/250 | reducer | o | * | 36.42 |  | TV150100610
PRO 315/280 | reducer | o | * | 35.25 |  | TV150100620
PRO 355/150 | reducer |  | * | 46.84 |  | TV150100640
PRO 355/160 | reducer |  | * | 41.49 |  | TV150100650
PRO 355/200 | reducer | o | * | 41.54 |  | TV150100660
PRO 355/225 | reducer |  | * | 42.06 |  | TV150100661
PRO 355/250 | reducer | o | * | 39.05 |  | TV150100670
PRO 355/280 | reducer | o | * | 38.82 |  | TV150100680
PRO 355/315 | reducer | o | * | 38.3 |  | TV150100690
PRO 400/160 | reducer |  | * | 46.19 |  | TV150100700
PRO 400/200 | reducer | o | * | 43.84 |  | TV150100710
PRO 400/225 | reducer |  | * | 43.42 |  | TV150100720
PRO 400/250 | reducer | o | * | 42.86 |  | TV150100730
PRO 400/280 | reducer |  | * | 44.4 |  | TV150100740
PRO 400/315 | reducer | o | * | 41.59 |  | TV150100750
PRO 400/355 | reducer | o | * | 40.7 |  | TV150100760
PRO 450/250 | reducer |  | * | 47.6 |  | TV150100775
PRO 450/315 | reducer | o | * | 54.36 |  | TV150100780
PRO 450/355 | reducer | o | * | 55.62 |  | TV150100790
PRO 450/400 | reducer | o | * | 56.56 |  | TV150100800
PRO 500/250 | reducer |  | * | 36.05 |  | TV150100810
PRO 500/315 | reducer | o | * | 53.89 |  | TV150100820
PRO 500/355 | reducer | o | * | 56.23 |  | TV150100830
PRO 500/400 | reducer | o | * | 52.15 |  | TV150100840
PRO 500/450 | reducer | o | * | 58.44 |  | TV150100850
PRO 560/250 | reducer |  | * | 53.93 |  | TV150100855
PRO 560/315 | reducer |  | * | 62.38 |  | TV150100856
PRO 560/355 | reducer |  | * | 63.74 |  | TV150100858
PRO 560/400 | reducer |  | * | 65.2 |  | TV150100860
PRO 560/450 | reducer |  | * | 65.81 |  | TV150100870
PRO 560/500 | reducer |  | * | 66.42 |  | TV150100880
PRO 630/250 | reducer |  | * | 47.17 |  | TV150100897
PRO 630/315 | reducer |  | * | 69.09 |  | TV150100899
PRO 630/400 | reducer |  | * | 73.46 |  | TV150100900
PRO 630/450 | reducer |  | * | 79.75 |  | TV150100910
PRO 630/500 | reducer |  | * | 81.49 |  | TV150100920
PRO 630/560 | reducer |  | * | 82.38 |  | TV150100930
PRO 710/400 | reducer |  | * | 123.87 |  | TV150100941
PRO 710/450 | reducer |  | * | 122.65 |  | TV150100940
PRO 710/500 | reducer |  | * | 181.18 |  | TV150100950
PRO 710/560 | reducer |  | * | 86.23 |  | TV150100955
PRO 710/630 | reducer |  | * | 86.88 |  | TV150100960
PRO 800/560 | reducer |  | * | 88.53 |  | TV150100970
PRO 800/630 | reducer |  | * | 89 |  | TV150100980
PRO 800/710 | reducer |  | * | 132.93 |  | TV150100990
PRO 900/800 | reducer |  | * | 147.76 |  | TV150101000
PRO 1000/800 | reducer |  | * | 86.32 |  | TV150101010
In-line short reducers
PROL 100/080 | short reducer | o | * | 9.06 |  | CK500102400
PROL 125/080 | short reducer | o | * | 10.23 |  | CK500102402
PROL 125/100 | short reducer | o | * | 10.23 |  | CK500102404
PROL 150/100 | short reducer | o | * | 10.94 |  | CK500102406
PROL 150/125 | short reducer | o | * | 10.94 |  | CK500102408
PROL 160/100 | short reducer | o | * | 10.94 |  | CK500102410
PROL 160/125 | short reducer | o | * | 10.94 |  | CK500102412
PROL 160/150 | short reducer | o | * | 10.94 |  | CK500102411
PROL 200/100 | short reducer | o | * | 13.75 |  | CK500102414
PROL 200/125 | short reducer | o | * | 13.75 |  | CK500102416
PROL 200/150 | short reducer | o | * | 14.13 |  | CK500102418
PROL 200/160 | short reducer | o | * | 14.13 |  | CK500102420
PROL 250/160 | short reducer | o | * | 18.31 |  | CK500102422
PROL 250/200 | short reducer | o | * | 15.02 |  | CK500102424
PROL 315/160 | short reducer | o | * | 11.92 |  | CK500102426
PROL 315/200 | short reducer | o | * | 11.69 |  | CK500102428
PROL 315/250 | short reducer | o | * | 15.68 |  | CK500102430
PROLG 100/080 | short reducer with gasket | o | * | 10.04 |  | LB204100010
PROLG 125/080 | short reducer with gasket | o | * | 10.94 |  | LB204100020
PROLG 125/100 | short reducer with gasket |  | * | 11.08 |  | LB204100021
PROLG 150/080 | short reducer with gasket | o | * | 12.25 |  | LB204100030
PROLG 150/125 | short reducer with gasket | o | * | 11.41 |  | LB204100033
PROLG 200/100 | short reducer with gasket | o | * | 14.74 |  | LB204100061
PROLG 200/125 | short reducer with gasket |  | * | 14.93 |  | LB204100063
PROLG 200/150 | short reducer with gasket | o | * | 15.07 |  | LB204100066
PROLG 250/125 | short reducer with gasket |  | * | 16.01 |  | LB204100082
PROLG 250/150 | short reducer with gasket | o | * | 16.52 |  | LB204100084
PROLG 250/200 | short reducer with gasket | o | * | 17.04 |  | LB204100086
Reducers
PRR 100/080 | reducer |  | * | 10 |  | TV152100010
PRR 112/100 | reducer |  | * | 14.88 |  | TV152100022
PRR 125/080 | reducer |  | * | 12.11 |  | TV152100030
PRR 125/100 | reducer | o | * | 12.49 |  | TV152100020
PRR 125/112 | reducer |  | * | 14.88 |  | TV152100024
PRR 140/080 | reducer |  | * | 12.63 |  | TV152100050
PRR 140/125 | reducer |  | * | 12.06 |  | TV152100040
PRR 150/080 | reducer |  | * | 13.38 |  | TV152100054
PRR 150/100 | reducer |  | * | 26.29 |  | TV152100065
PRR 160/080 | reducer |  | * | 13.38 |  | TV152100090
PRR 160/100 | reducer |  | * | 12.53 |  | TV152100060
PRR 160/125 | reducer | o | * | 12.53 |  | TV152100070
PRR 160/140 | reducer |  | * | 12.53 |  | TV152100080
PRR 180/100 | reducer |  | * | 12.53 |  | TV152100100
PRR 180/125 | reducer |  | * | 12.53 |  | TV152100110
PRR 180/140 | reducer |  | * | 14.97 |  | TV152100115
PRR 180/150 | reducer |  | * | 14.97 |  | TV152100116
PRR 180/160 | reducer |  | * | 12.53 |  | TV152100120
PRR 200/100 | reducer |  | * | 13.19 |  | TV152100130
PRR 200/125 | reducer |  | * | 13.71 |  | TV152100140
PRR 200/150 | reducer |  | * | 14.41 |  | TV152100150
PRR 200/160 | reducer | o | * | 14.41 |  | TV152100160
PRR 200/180 | reducer |  | * | 15.77 |  | TV152100170
PRR 225/125 | reducer |  | * | 18.54 |  | TV152100174
PRR 225/140 | reducer |  | * | 19.86 |  | TV152100178
PRR 225/160 | reducer |  | * | 19.86 |  | TV152100176
PRR 225/200 | reducer |  | * | 16.76 |  | TV152100185
PRR 250/100 | reducer |  | * | 28.54 |  | TV152100195
PRR 250/125 | reducer |  | * | 26.29 |  | TV152100190
PRR 250/140 | reducer |  | * | 21.36 |  | TV152100205
PRR 250/160 | reducer | o | * | 35.67 |  | TV152100200
PRR 250/180 | reducer |  | * | 25.16 |  | TV152100210
PRR 250/200 | reducer | o | * | 34.55 |  | TV152100220
PRR 250/225 | reducer |  | * | 35.67 |  | TV152100230
PRR 280/150 | reducer |  | * | 30.98 |  | TV152100262
PRR 280/180 | reducer |  | * | 38.26 |  | TV152100240
PRR 280/200 | reducer |  | * | 37.5 |  | TV152100250
PRR 280/225 | reducer |  | * | 36.05 |  | TV152100255
PRR 280/250 | reducer |  | * | 30.98 |  | TV152100260
PRR 315/160 | reducer |  | * | 32.76 |  | TV152100270
PRR 315/200 | reducer | o | * | 40.18 |  | TV152100280
PRR 315/225 | reducer |  | * | 38.96 |  | TV152100285
PRR 315/250 | reducer | o | * | 38.3 |  | TV152100290
PRR 315/280 | reducer |  | * | 51.35 |  | TV152100300
PRR 355/200 | reducer |  | * | 38.58 |  | TV152100305
PRR 355/250 | reducer |  | * | 51.35 |  | TV152100310
PRR 355/315 | reducer |  | * | 45.91 |  | TV152100330
PRR 400/200 | reducer |  | * | 42.15 |  | TV152100342
PRR 400/250 | reducer |  | * | 53.18 |  | TV152100345
PRR 400/280 | reducer |  | * | 56.04 |  | TV152100348
PRR 400/315 | reducer |  | * | 51.26 |  | TV152100340
PRR 400/355 | reducer |  | * | 63.65 |  | TV152100350
PRR 450/250 | reducer |  | * | 53.42 |  | TV152100355
PRR 450/315 | reducer |  | * | 55.2 |  | TV152100365
PRR 450/355 | reducer |  | * | 62.29 |  | TV152100360
PRR 450/400 | reducer |  | * | 65.57 |  | TV152100366
PRR 500/315 | reducer |  | * | 57.17 |  | TV152100370
PRR 500/355 | reducer |  | * | 62.29 |  | TV152100375
PRR 500/400 | reducer |  | * | 65.57 |  | TV152100380
PRR 500/450 | reducer |  | * | 65.57 |  | TV152100390
PRR 560/355 | reducer |  | * | 84.21 |  | TV152100395
PRR 560/400 | reducer |  | * | 79.37 |  | TV152100400
PRR 630/400 | reducer |  | * | 73.18 |  | TV152100411
PRR 630/450 | reducer |  | * | 74.59 |  | TV152100420
PRR 630/500 | reducer |  | * | 74.59 |  | TV152100431
PRR 630/560 | reducer |  | * | 108.01 |  | TV152100440
PRR 710/355 | reducer |  | * | 125.09 |  | TV152100510
PRR 710/500 | reducer |  | * | 133.49 |  | TV152100540
Flanges
PR 080 | flange | o | * | 4.32 |  | TV190100010
PR 100 | flange | o | * | 4.04 |  | TV190100020
PR 125 | flange | o | * | 4.32 |  | TV190100030
PR 140 | flange | o | * | 5.12 |  | TV190100040
PR 150 | flange | o | * | 5.26 |  | TV190100050
PR 160 | flange | o | * | 5.26 |  | TV190100060
PR 180 | flange | o | * | 5.44 |  | TV190100070
PR 200 | flange | o | * | 5.77 |  | TV190100080
PR 225 | flange |  | * | 6.01 |  | TV190100090
PR 250 | flange | o | * | 7.46 |  | TV190100100
PR 280 | flange | o | * | 8.82 |  | TV190100110
PR 315 | flange | o | * | 9.48 |  | TV190100120
PR 355 | flange | o | * | 9.67 |  | TV190100130
PR 400 | flange | o | * | 11.78 |  | TV190100140
PR 450 | flange | o | * | 14.5 |  | TV190100150
PR 500 | flange | o | * | 17.56 |  | TV190100160
PR 560 | flange | o | * | 21.92 |  | TV190100165
PR 630 | flange | o | * | 33.23 |  | TV190100170
PR 710 | flange | o | * | 38.02 |  | TV190100180
PR 800 | flange |  | * | 47.13 |  | TV190100190
NSP 080 | extension with flange |  | * | 12.11 |  | PR500100010
NSP 100 | extension with flange | o | * | 15.44 |  | PR500100020
NSP 125 | extension with flange | o | * | 16.99 |  | PR500100030
NSP 140 | extension with flange |  | * | 16.94 |  | PR500100040
NSP 160 | extension with flange | o | * | 18.78 |  | PR500100050
NSP 180 | extension with flange |  | * | 19.1 |  | PR500100060
NSP 200 | extension with flange | o | * | 19.39 |  | PR500100070
NSP 225 | extension with flange |  | * | 20.56 |  | PR500100080
NSP 250 | extension with flange | o | * | 25.25 |  | PR500100090
NSP 280 | extension with flange |  | * | 26.29 |  | PR500100100
NSP 315 | extension with flange | o | * | 29.52 |  | PR500100110
NSP 355 | extension with flange | o | * | 31.03 |  | PR500100120
NSP 400 | extension with flange | o | * | 36.47 |  | PR500100130
NSP 450 | extension with flange |  | * | 38.44 |  | PR500100140
NSP 500 | extension with flange |  | * | 48.44 |  | PR500100150
NSP 560 | extension with flange |  | * | 91.95 |  | PR500100160
NSP 630 | extension with flange |  | * | 146.59 |  | PR500100170
NSP 800 | extension with flange |  | * | 183.58 |  | PR500100180
Collar saddles
SK 080/080 | collar saddle |  | * | 5.87 |  | TV116100010
SK 100/080 | collar saddle | o | * | 5.87 |  | TV116100015
SK 100/100 | collar saddle | o | * | 5.87 |  | TV116100020
SK 125/100 | collar saddle | o | * | 5.87 |  | TV116100025
SK 125/125 | collar saddle | o | * | 6.52 |  | TV116100030
SK 150/150 | collar saddle | o | * | 9.43 |  | TV116100040
SK 160/100 | collar saddle | o | * | 5.87 |  | TV116100045
SK 160/125 | collar saddle | o | * | 6.52 |  | TV116100047
SK 160/160 | collar saddle | o | * | 9.43 |  | TV116100050
SK 180/180 | collar saddle |  | * | 11.03 |  | TV116100060
SK 200/100 | collar saddle | o | * | 5.87 |  | TV116100063
SK 200/125 | collar saddle | o | * | 6.52 |  | TV116100065
SK 200/160 | collar saddle | o | * | 9.43 |  | TV116100067
SK 200/200 | collar saddle | o | * | 12.16 |  | TV116100070
SK 225/225 | collar saddle |  | * | 15.26 |  | TV116100080
SK 250/100 | collar saddle | o | * | 5.87 |  | TV116100082
SK 250/125 | collar saddle | o | * | 6.52 |  | TV116100084
SK 250/160 | collar saddle | o | * | 9.43 |  | TV116100086
SK 250/200 | collar saddle | o | * | 12.16 |  | TV116100088
SK 250/250 | collar saddle | o | * | 16.94 |  | TV116100090
SK 280/280 | collar saddle |  | * | 26.99 |  | TV116100100
SK 315/100 | collar saddle | o | * | 5.87 |  | TV116100101
SK 315/125 | collar saddle | o | * | 6.52 |  | TV116100103
SK 315/159 | collar saddle | o | * | 9.43 |  | TV116100104
SK 315/160 | collar saddle | o | * | 9.43 |  | TV116100105
SK 315/200 | collar saddle | o | * | 12.16 |  | TV116100107
SK 315/250 | collar saddle | o | * | 16.94 |  | TV116100109
SK 315/315 | collar saddle | o | * | 23.7 |  | TV116100110
SKG 080/080 | collar saddle with gasket |  |  | 4.32 |  | UTG100250010
SKG 100/080 | collar saddle with gasket |  |  | 4.32 |  | UTG100250020
SKG 100/100 | collar saddle with gasket |  |  | 3.47 |  | UTG100250030
SKG 125/080 | collar saddle with gasket |  |  | 4.32 |  | UTG100250035
SKG 125/100 | collar saddle with gasket |  |  | 3.47 |  | UTG100250040
SKG 125/125 | collar saddle with gasket |  |  | 4.37 |  | UTG100250050
SKG 140/140 | collar saddle with gasket |  |  | 8.07 |  | UTG100250080
SKG 150/150 | collar saddle with gasket |  |  | 5.77 |  | UTG100250120
SKG 160/080 | collar saddle with gasket |  |  | 4.32 |  | UTG100250125
SKG 160/100 | collar saddle with gasket |  |  | 3.47 |  | UTG100250130
SKG 160/125 | collar saddle with gasket |  |  | 4.37 |  | UTG100250140
SKG 160/160 | collar saddle with gasket |  |  | 6.52 |  | UTG100250170
SKG 180/180 | collar saddle with gasket |  |  | 10 |  | UTG100250230
SKG 200/080 | collar saddle with gasket |  |  | 4.32 |  | UTG100250235
SKG 200/100 | collar saddle with gasket |  |  | 3.47 |  | UTG100250240
SKG 200/125 | collar saddle with gasket |  |  | 4.37 |  | UTG100250250
SKG 200/150 | collar saddle with gasket |  |  | 5.77 |  | UTG100250270
SKG 200/160 | collar saddle with gasket |  |  | 6.52 |  | UTG100250280
SKG 200/200 | collar saddle with gasket |  |  | 10 |  | UTG100250300
SKG 225/225 | collar saddle with gasket |  |  | 13.61 |  | UTG100250380
SKG 250/080 | collar saddle with gasket |  |  | 4.32 |  | UTG100250385
SKG 250/100 | collar saddle with gasket |  |  | 3.47 |  | UTG100250390
SKG 250/125 | collar saddle with gasket |  |  | 4.37 |  | UTG100250400
SKG 250/150 | collar saddle with gasket |  |  | 5.77 |  | UTG100250420
SKG 250/160 | collar saddle with gasket |  |  | 6.52 |  | UTG100250430
SKG 250/200 | collar saddle with gasket |  |  | 10 |  | UTG100250450
SKG 250/250 | collar saddle with gasket |  |  | 17.98 |  | UTG100250470
SKG 280/280 | collar saddle with gasket |  |  | 18.92 |  | UTG100250570
SKG 315/100 | collar saddle with gasket |  |  | 3.47 |  | UTG100250580
SKG 315/125 | collar saddle with gasket |  |  | 4.37 |  | UTG100250590
SKG 315/150 | collar saddle with gasket |  |  | 5.77 |  | UTG100250610
SKG 315/160 | collar saddle with gasket |  |  | 6.52 |  | UTG100250620
SKG 315/200 | collar saddle with gasket |  |  | 10 |  | UTG100250640
SKG 315/250 | collar saddle with gasket |  |  | 17.98 |  | UTG100250660
SKG 315/315 | collar saddle with gasket |  |  | 20.42 |  | UTG100250680
SKG 400/160 | collar saddle with gasket |  |  | 6.52 |  | UTG100250850
SKG 400/200 | collar saddle with gasket |  |  | 10 |  | UTG100250870
SKG 400/250 | collar saddle with gasket |  |  | 17.98 |  | UTG100250890
SKG 400/315 | collar saddle with gasket |  |  | 14.13 |  | UTG100250910
SKG 400/355 | collar saddle with gasket |  |  | 26.33 |  | UTG100250920
Spiro duct
SPIRO 080 | spiro duct, packing 3 m | o | * | 8.07 |  | VT800100010
SPIRO 100 | spiro duct, packing 3 m | o | * | 9.11 |  | VT800100020
SPIRO 125 | spiro duct, packing 3 m | o | * | 10.04 |  | VT800100030
SPIRO 140 | spiro duct, packing 3 m | o | * | 11.88 |  | VT800100040
SPIRO 150 | spiro duct, packing 3 m | o | * | 12.91 |  | VT800100050
SPIRO 160 | spiro duct, packing 3 m | o | * | 13.14 |  | VT800100060
SPIRO 180 | spiro duct, packing 3 m | o | * | 15.26 |  | VT800100070
SPIRO 200 | spiro duct, packing 3 m | o | * | 16.71 |  | VT800100080
SPIRO 225 | spiro duct, packing 3 m | o | * | 19.62 |  | VT800100090
SPIRO 250 | spiro duct, packing 3 m | o | * | 21.54 |  | VT800100100
SPIRO 280 | spiro duct, packing 3 m | o | * | 25.35 |  | VT800100110
SPIRO 315 | spiro duct, packing 3 m | o | * | 28.21 |  | VT800100130
SPIRO 355 | spiro duct, packing 3 m | o | * | 35.96 |  | VT800100150
SPIRO 400 | spiro duct, packing 3 m | o | * | 38.07 |  | VT800100160
SPIRO 450 | spiro duct, packing 3 m | o | * | 44.4 |  | VT800100170
SPIRO 500 | spiro duct, packing 3 m | o | * | 50.27 |  | VT800100180
SPIRO 560 | spiro duct, packing 3 m | o | * | 58.2 |  | VT800100190
SPIRO 630 | spiro duct, packing 3 m | o | * | 63.79 |  | VT800100200
SPIRO 710 | spiro duct, packing 3 m | o | * | 79.66 |  | VT800100210
SPIRO 800 | spiro duct, packing 3 m | o | * | 89.18 |  | VT800100220
SPIRO 900 | spiro duct, packing 3 m |  | * | 109.93 |  | VT800100230
SPIRO 1000 | spiro duct, packing 3 m |  | * | 123.12 |  | VT800100240
Connectors
SV 80 | inside connection | o | * | 2.11 |  | TV160100010
SV 100 | inside connection | o | * | 2.16 |  | TV160100020
SV 112 | inside connection |  | * | 2.25 |  | TV160100022
SV 125 | inside connection | o | * | 2.25 |  | TV160100030
SV 140 | inside connection | o | * | 2.25 |  | TV160100040
SV 150 | inside connection | o | * | 2.25 |  | TV160100050
SV 160 | inside connection | o | * | 2.49 |  | TV160100060
SV 180 | inside connection | o | * | 2.53 |  | TV160100070
SV 200 | inside connection | o | * | 2.68 |  | TV160100080
SV 225 | inside connection | o | * | 2.72 |  | TV160100090
SV 250 | inside connection | o | * | 3.8 |  | TV160100100
SV 280 | inside connection | o | * | 4.74 |  | TV160100110
SV 315 | inside connection | o | * | 6.1 |  | TV160100130
SV 355 | inside connection | o | * | 6.34 |  | TV160100140
SV 400 | inside connection | o | * | 8.78 |  | TV160100150
SV 450 | inside connection | o | * | 8.87 |  | TV160100160
SV 500 | inside connection | o | * | 10.14 |  | TV160100170
SV 560 | inside connection | o | * | 10.47 |  | TV160100180
SV 630 | inside connection | o | * | 12.58 |  | TV160100190
SV 710 | inside connection | o | * | 17.13 |  | TV160100200
SV 800 | inside connection | o | * | 16.94 |  | TV160100210
SVG 80 | inside connection with gasket |  |  | 5.21 |  | AL101100010
SVG 100 | inside connection with gasket | o |  | 5.16 |  | AL101100020
SVG 125 | inside connection with gasket | o |  | 5.54 |  | AL101100030
SVG 140 | inside connection with gasket |  |  | 6.01 |  | AL101100040
SVG 150 | inside connection with gasket | o |  | 5.96 |  | AL101100050
SVG 160 | inside connection with gasket | o |  | 6.15 |  | AL101100060
SVG 180 | inside connection with gasket |  |  | 7.6 |  | AL101100070
SVG 200 | inside connection with gasket | o |  | 7.6 |  | AL101100080
SVG 250 | inside connection with gasket |  |  | on request
SN 80 | outside connection | o | * | 1.88 |  | TV155100010
SN 100 | outside connection | o | * | 2.16 |  | TV155100020
SN 112 | outside connection |  | * | 2.21 |  | TV155100030
SN 125 | outside connection | o | * | 2.25 |  | TV155100040
SN 140 | outside connection | o | * | 2.25 |  | TV155100050
SN 150 | outside connection | o | * | 2.25 |  | TV155100060
SN 160 | outside connection | o | * | 2.44 |  | TV155100070
SN 180 | outside connection | o | * | 2.72 |  | TV155100080
SN 200 | outside connection | o | * | 2.68 |  | TV155100090
SN 225 | outside connection | o | * | 2.72 |  | TV155100100
SN 250 | outside connection | o | * | 4.08 |  | TV155100110
SN 280 | outside connection | o | * | 4.13 |  | TV155100120
SN 315 | outside connection | o | * | 5.12 |  | TV155100140
SN 355 | outside connection | o | * | 6.1 |  | TV155100160
SN 400 | outside connection | o | * | 8.12 |  | TV155100170
SN 450 | outside connection | o | * | 9.11 |  | TV155100180
SN 500 | outside connection | o | * | 10.14 |  | TV155100190
SN 560 | outside connection | o | * | 12.63 |  | TV155100200
SN 630 | outside connection | o | * | 12.49 |  | TV155100210
SN 710 | outside connection |  | * | 14.79 |  | TV155100220
SN 800 | outside connection |  | * | 18.17 |  | TV155100230
Exhaust headers
VH 080 | exhaust header |  | * | 93.27 |  | TV165100010
VH 100 | exhaust header | o | * | 105.42 |  | TV165100020
VH 125 | exhaust header | o | * | 107.16 |  | TV165100030
VH 140 | exhaust header |  | * | 106.32 |  | TV165100040
VH 160 | exhaust header | o | * | 111.53 |  | TV165100050
VH 180 | exhaust header |  | * | 117.86 |  | TV165100060
VH 200 | exhaust header | o | * | 123.78 |  | TV165100070
VH 224 | exhaust header |  | * | 125.51 |  | TV165100080
VH 250 | exhaust header | o | * | 127.2 |  | TV165100090
VH 280 | exhaust header | o | * | 144.29 |  | TV165100100
VH 315 | exhaust header | o | * | 155.93 |  | TV165100110
VH 355 | exhaust header | o | * | 178.79 |  | TV165100120
VH 400 | exhaust header | o | * | 197 |  | TV165100130
VH 450 | exhaust header | o | * | 221.64 |  | TV165100140
VH 500 | exhaust header | o | * | 242.25 |  | TV165100145
VH 560 | exhaust header |  | * | 431.88 |  | TV165100150
VH 630 | exhaust header |  | * | 466.95 |  | TV165100160
VH 710 | exhaust header |  | * | 603.44 |  | TV165100170
VH 800 | exhaust header |  | * | 685.31 |  | TV165100180
VHO 100 | exhaust header | o | * | 36.28 |  | TV170100010
VHO 125 | exhaust header | o | * | 38.96 |  | TV170100020
VHO 140 | exhaust header | o | * | 39.94 |  | TV170100030
VHO 150 | exhaust header | o | * | 42.81 |  | TV170100040
VHO 160 | exhaust header | o | * | 44.31 |  | TV170100050
VHO 180 | exhaust header | o | * | 47.17 |  | TV170100060
VHO 200 | exhaust header | o | * | 48.86 |  | TV170100070
VHO 225 | exhaust header | o | * | 56.28 |  | TV170100080
VHO 250 | exhaust header | o | * | 69.09 |  | TV170100090
VHO 280 | exhaust header | o | * | 72.76 |  | TV170100100
VHO 315 | exhaust header | o | * | 74.54 |  | TV170100110
VHO 355 | exhaust header | o | * | 77.45 |  | TV170100115
VHO 400 | exhaust header | o | * | 189.82 |  | TV170100120
VHS 100 | exhaust header grey | o | * | 57.27 |  | PR610100010
VHS 125 | exhaust header grey |  | * | 59.24 |  | PR610100020
VHS 140 | exhaust header grey |  | * | 61.35 |  | PR610100030
VHS 160 | exhaust header grey |  | * | 73.55 |  | PR610100040
VHS 180 | exhaust header grey |  | * | 77.59 |  | PR610100050
VHS 200 | exhaust header grey | o | * | 83.6 |  | PR610100060
VHS 225 | exhaust header grey |  | * | 89.79 |  | PR610100070
VHS 250 | exhaust header grey |  | * | 121.67 |  | PR610100080
VHS 280 | exhaust header grey |  | * | 126.64 |  | PR610100090
VHS 315 | exhaust header grey |  | * | 133.63 |  | PR610100100
VHS 355 | exhaust header grey |  | * | 142.88 |  | PR610100110
VHC 100 | exhaust header black |  | * | 57.27 |  | PR600100020
VHC 125 | exhaust header black |  | * | 59.24 |  | PR600100030
VHC 140 | exhaust header black |  | * | 61.35 |  | PR600100040
VHC 150 | exhaust header black |  | * | 73.55 |  | PR600100045
VHC 160 | exhaust header black | o | * | 73.55 |  | PR600100050
VHC 180 | exhaust header black |  | * | 77.59 |  | PR600100060
VHC 200 | exhaust header black | o | * | 83.6 |  | PR600100070
VHC 225 | exhaust header black |  | * | 89.79 |  | PR600100080
VHC 250 | exhaust header black |  | * | 121.67 |  | PR600100090
VHC 280 | exhaust header black |  | * | 126.64 |  | PR600100100
VHC 315 | exhaust header black |  | * | 133.63 |  | PR600100110
VHC 355 | exhaust header black |  | * | 142.88 |  | PR600100115
VHC 400 | exhaust header black |  | * | 170.58 |  | PR600100120
VHC 450 | exhaust header black |  | * | 207.61 |  | PR600100130
Exhaust pieces
VKS 080 | exhaust piece |  | * | 9.25 |  | TV185100010
VKS 100 | exhaust piece | o | * | 9.58 |  | TV185100020
VKS 125 | exhaust piece | o | * | 10.7 |  | TV185100030
VKS 140 | exhaust piece |  | * | 13.47 |  | TV185100036
VKS 150 | exhaust piece | o | * | 14.13 |  | TV185100038
VKS 160 | exhaust piece | o | * | 14.13 |  | TV185100040
VKS 180 | exhaust piece |  | * | 15.87 |  | TV185100050
VKS 200 | exhaust piece | o | * | 15.87 |  | TV185100060
VKS 225 | exhaust piece |  | * | 17.56 |  | UNR500100677
VKS 250 | exhaust piece | o | * | 20.37 |  | TV185100070
VKS 280 | exhaust piece |  | * | 26.43 |  | TV185100080
VKS 315 | exhaust piece | o | * | 31.78 |  | TV185100090
VKS 355 | exhaust piece | o | * | 44.17 |  | TV185100100
VKS 400 | exhaust piece | o | * | 49.38 |  | TV185100110
VKS 450 | exhaust piece | o | * | 60.93 |  | TV185100120
VKS 500 | exhaust piece | o | * | 63.41 |  | TV185100130
VKS 560 | exhaust piece |  | * | 65.15 |  | TV185100140
VKS 630 | exhaust piece | o | * | 70.41 |  | TV185100150
VKS 710 | exhaust piece |  | * | 102.66 |  | TV185100155
VKS 800 | exhaust piece |  | * | 114.53 |  | TV185100160
VKS 900 | exhaust piece |  | * | 197.85 |  | TV185100170
VKA 080 | exhaust piece | o | * | 5.73 |  | TV180100010
VKA 100 | exhaust piece | o | * | 7.18 |  | TV180100020
VKA 125 | exhaust piece | o | * | 8.17 |  | TV180100030
VKA 150 | exhaust piece | o | * | 9.76 |  | TV180100040
VKA 160 | exhaust piece | o | * | 10.23 |  | TV180100050
VKA 180 | exhaust piece |  | * | 10.84 |  | TV180100060
VKA 200 | exhaust piece | o | * | 11.88 |  | TV180100070
VKA 225 | exhaust piece | o | * | 14.32 |  | TV180100080
VKA 250 | exhaust piece | o | * | 15.16 |  | TV180100090
VKA 280 | exhaust piece |  | * | 17.6 |  | TV180100100
VKA 315 | exhaust piece | o | * | 22.72 |  | TV180100110
VKA 355 | exhaust piece | o | * | 33.66 |  | TV180100120
VKA 400 | exhaust piece | o | * | 35.3 |  | TV180100130
VKA 450 | exhaust piece |  | * | 42.06 |  | TV180100135
VKA 500 | exhaust piece | o | * | 47.74 |  | TV180100140
VKA 560 | exhaust piece |  | * | 48.68 |  | TV180100145
VKA 630 | exhaust piece |  | * | 51.16 |  | TV180100150
VKA 710 | exhaust piece |  | * | 82.42 |  | TV180100155
VKA 800 | exhaust piece |  | * | 92.89 |  | TV180100160
ED PLAST - plastic duct
Rectangular duct - flat
UP-PKP-110x54/1000 | flat duct 1 m | o |  | 7.37 |  | UVE100110010
UP-PKP-110x54/1500 | flat duct 1,5 m | o |  | 10.89 |  | UVE100110015
UP-PKP-204x60/1000 | flat duct 1 m | o |  | 10.89 |  | UVE100110020
UP-PKP-204x60/1500 | flat duct 1,5 m | o |  | 17.56 |  | UVE100110025
UP-PKP 220x90/1000 | flat duct 1 m | o |  | 25.02 |  | UVE100110030
UP-PKP 220x90/1500 | flat duct 1,5 m | o |  | 36.38 |  | UVE100110035
UP-PKO-110x54 | flexible flat duct | o |  | 10 |  | UVE110110010
UP-PKO-204x60 | flexible flat duct | o |  | 14.13 |  | UVE110110020
Rectangular duct - reducers
UP-TVSP-110x54-F | round duct reducer vertical | o |  | 4.27 |  | UVE140110010
UP-TVSP-110x54-M | round duct reducer vertical | o |  | 2.68 |  | UVE140110015
UP-TVSP-204x60/100 | round duct reducer vertical | o |  | 8.12 |  | UVE140110020
UP-TVSP-204x60/125 | round duct reducer vertical | o |  | 7.6 |  | UVE140110025
UP-TVSP-204x60/150 | round duct reducer vertical | o |  | 8.64 |  | UVE140110030
UP-TVSP-220x90/100 | round duct reducer vertical | o |  | 17.7 |  | UVE140110035
UP-TVSP-220x90/125 | round duct reducer vertical | o |  | 18.68 |  | UVE140110040
UP-TVSP-220x90/150 | round duct reducer vertical | o |  | 20.18 |  | UVE140110045
UP-PRP-110x54-F | round duct reducer horizontal | o |  | 2.21 |  | UVE150110010
UP-PRP-204x60/100 | round duct reducer horizontal | o |  | 4.98 |  | UVE150110020
UP-PRP-204x60/125 | round duct reducer horizontal | o |  | 6.85 |  | UVE150110025
UP-PRP-220x90/150 | round duct reducer horizontal | o |  | 18.35 |  | UVE150110030
UP-PRO-204x60/110x54 | reducer rectangular / rectangular duct | o |  | 5.26 |  | UVE380110010
UP-PRO-220x90/204x60 | reducer rectangular / rectangular duct | o |  | 7.23 |  | UVE380110020
Rectangular duct - bends
UP-OHP-110x54/45 | horizontal bend 45° | o |  | 3.19 |  | UVE170110010
UP-OHP-110x54/90 | horizontal bend 90° | o |  | 2.53 |  | UVE160110010
UP-OHP-204x60/45 | horizontal bend 45° | o |  | 6.29 |  | UVE170110020
UP-OHP-204x60/90 | horizontal bend 90° | o |  | 9.86 |  | UVE160110020
UP-OHP-220x90/45 | horizontal bend 45° | o |  | 11.92 |  | UVE170110030
UP-OHP-220x90/90 | horizontal bend 90° | o |  | 17.7 |  | UVE160110030
UP-OVP-110x54/90 | vertical bend 90° | o |  | 3 |  | UVE180110010
UP-OVP-204x60/90 | vertical bend 90° | o |  | 8.03 |  | UVE180110020
UP-OVP-220x90/90 | vertical bend 90° | o |  | 10.23 |  | UVE180110030
Rectangular duct - Accessories
UP-TP-110x54 | T-piece | o |  | 5.91 |  | UVE190110010
UP-TP-204x60 | T-piece | o |  | 13.38 |  | UVE190110020
UP-TP-220x90 | T-piece | o |  | 45.2 |  | UVE190110030
UP-PER-110x54 | overpressure damper |  |  | 4.18 |  | UVE370110010
UP-SP-110x54 | connector | o |  | 1.46 |  | UVE130110010
UP-SP-204x60 | connector | o |  | 3.1 |  | UVE130110020
UP-SP-220x90 | connector | o |  | 5.44 |  | UVE130110030
UP-SPK-110x54 | connector with back draft shutter | o |  | 4.08 |  | UVE420110010
UP-SPK-204x60 | connector with back draft shutter | o |  | 7.7 |  | UVE420110020
UP-SPK-220x90 | connector with back draft shutter |  |  | 14.55 |  | UVE420110030
UP-PRG-110x54 | rain protection louver | o |  | 4.98 |  | UVE371110015
UP-PRG-204x60 | rain protection louver | o |  | 6.43 |  | UVE372110020
UP-MDP-110x54 | clip | o |  | 0.61 |  | UVE200110010
UP-MDP-204x60 | clip | o |  | 1.17 |  | UVE200110020
UP-MDP-220x90 | clip |  |  | 2.82 |  | UVE200110030
UP-UR-110x54 | assembly frame |  |  | 3.1 |  | UVE410110010
UP-UR-204x60 | assembly frame |  |  | 3.57 |  | UVE410110020
UP-UR-220x90 | assembly frame |  |  | 3.19 |  | UVE410110030
UP-IAA-204x60/500 | silencer |  |  | 89.79 |  | UVE3905660
UP-IAA-204x60/1000 | silencer |  |  | 142.65 |  | UVE3905661
UP-DRL-110x54 | end cap | o |  | 5.35 |  | UVE400110010
UP-DRL-204x60 | end cap | o |  | 4.08 |  | UVE400110020
Circular duct - duct
UK-PP-100/350 | Circular duct 0,35 m | o |  | 3.29 |  | UVE300110010
UK-PP-100/1000 | Circular duct 1 m | o |  | 7.56 |  | UVE300110015
UK-PP-125/350 | Circular duct 0,35 m | o |  | 4.27 |  | UVE300110020
UK-PP-125/1000 | Circular duct 1 m | o |  | 10.89 |  | UVE300110025
UK-PP-150/1000 | Circular duct 1 m | o |  | 12.02 |  | UVE300110030
Circular duct - bends
UK-OSP-100/45 | bend 45° | o |  | 6.57 |  | UVE320110010
UK-OSP-100/90 | bend 90° | o |  | 6.24 |  | UVE310110010
UK-OSP-125/45 | bend 45° | o |  | 14.74 |  | UVE320110020
UK-OSP-125/90 | bend 90° | o |  | 9.01 |  | UVE310110020
UK-OSP-150/90 | bend 90° | o |  | 11.45 |  | UVE310110030
Circular duct - Accessories
UK-OBJ-100 | T-piece | o |  | 8.36 |  | UVE330110010
UK-OBJ-125 | T-piece | o |  | 10.33 |  | UVE330110020
UK-OBJ-150 | T-piece | o |  | 11.69 |  | UVE330110030
UK-SP-100 | connector | o |  | 2.49 |  | UVE340110010
UK-SP-125 | connector | o |  | 3.43 |  | UVE340110020
UK-SP-150 | connector | o |  | 4.04 |  | UVE340110030
UK-SPK-100 | connector with back draft shutter | o |  | 4.37 |  | UVE350110010
UK-SPK-125 | connector with back draft shutter | o |  | 5.96 |  | UVE350110020
UK-SPK-150 | connector with back draft shutter | o |  | 8.31 |  | UVE350110030
UK-PRO-125/100 | reducer circular / circular duct | o |  | 2.39 |  | UVE360110010
UK-PRO-150/125 | reducer circular / circular duct | o |  | 3.29 |  | UVE360110020
CHAP. 7.4 ACCESSORIES - INSTALLATION MATERIAL
Insulation sleeves, mats, tapes
ISOFLEX G 09 | insulation mat | o |  | 311.63 |  | AL101101010
ISOFLEX G 13 | insulation mat | o |  | 270.6 |  | AL101101020
ISOFLEX G 19 | insulation mat | o |  | 244.6 |  | AL101101030
ISOFLEX Al 09 | insulation mat with Al foil | o |  | 431.41 |  | AL101101110
ISOFLEX Al 13 | insulation mat with Al foil | o |  | 370.91 |  | AL101101120
ISOFLEX Al 19 | insulation mat with Al foil | o |  | 354.15 |  | AL101101130
ISOFLEX TAPE | insulation adhesive tape 15 m | o |  | 17.79 |  | AL101101000
TERMOSLEEV 082 T | insulation sleeve | o |  | 6.85 |  | SX175100010
TERMOSLEEV 102 T | insulation sleeve | o |  | 7.84 |  | SX175100020
TERMOSLEEV 127 T | insulation sleeve | o |  | 8.78 |  | SX175100030
TERMOSLEEV 152 T | insulation sleeve | o |  | 10.14 |  | SX175100040
TERMOSLEEV 160 T | insulation sleeve | o |  | 10.14 |  | SX175100050
TERMOSLEEV 180 T | insulation sleeve | o |  | 11.22 |  | SX175100060
TERMOSLEEV 203 T | insulation sleeve | o |  | 11.73 |  | SX175100070
TERMOSLEEV 254 T | insulation sleeve | o |  | 14.32 |  | SX175100080
TERMOSLEEV 280 T | insulation sleeve | o |  | 15.35 |  | SX175100090
TERMOSLEEV 315 T | insulation sleeve | o |  | 17.13 |  | SX175100100
TERMOSLEEV 356 T | insulation sleeve | o |  | 20.23 |  | SX175100110
TERMOSLEEV 406 T | insulation sleeve | o |  | 22.62 |  | SX175100120
TERMOSLEEV 457 T | insulation sleeve | o |  | 24.6 |  | SX175100130
TERMOSLEEV 508 T | insulation sleeve |  |  | 26 |  | SX175100140
Anchors, clamps, dowels
CS | clamp | o | * | 0.99 |  | PC800100010
FKM8/100 | hinged dowel | o |  | 3.43 |  | MM130100030
Kotva klínová M8/30 | galvanized wedge anchor | o |  | 0.66 |  | MM120100010
Kotva klínová M10/40 | galvanized wedge anchor | o |  | 1.03 |  | MM120100030
NSM M8 | beam clamp | o |  | 2.58 |  | MM840100010
OCM M8 | brass expansion dowel | o |  | 0.56 |  | UED900200060
OCM M10 | brass expansion dowel | o |  | 0.84 |  | UED900200061
Smoke cartridges
MINIAXSMOKE 40 | smoke cartridges, 40 s, 10 pcs. | o |  | 26.38 |  | AX810100010
MINIAXSMOKE 65 | smoke cartridges, 65 s, 10 pcs. | o |  | 33.84 |  | AX810100020
PUREAXSMOKE AX3 | smoke cartridges for sensitive environmen, 40 s, 10 pcs. |  |  | 34.83 |  | AX820100010
PUREAXSMOKE AX9 | smoke cartridges for sensitive environmen, 90 s, 10 pcs. | o |  | 44.22 |  | AX820100020
Suspension rings
suspension ring 080 metal without rubber | metal suspension ring without rubber | o |  | 2.72 |  | MM210100010
suspension ring 080 metal with rubber | metal suspension ring with rubber | o |  | 5.3 |  | MM220100070
suspension ring 100 metal without rubber | metal suspension ring without rubber | o |  | 2.72 |  | MM210100020
suspension ring 100 metal with rubber | metal suspension ring with rubber | o |  | 5.54 |  | MM220100080
suspension ring 125 metal without rubber | metal suspension ring without rubber | o |  | 2.86 |  | MM210100030
suspension ring 125 metal with rubber | metal suspension ring with rubber | o |  | 6.34 |  | MM220100030
suspension ring 140 metal without rubber | metal suspension ring without rubber |  |  | 4.37 |  | MM210100040
suspension ring 140 metal with rubber | metal suspension ring with rubber | o |  | 7.7 |  | MM220100120
suspension ring 150 metal without rubber | metal suspension ring without rubber | o |  | 3.47 |  | MM210100050
suspension ring 150 metal with rubber | metal suspension ring with rubber | o |  | 7.13 |  | MM220100090
suspension ring 160 metal without rubber | metal suspension ring without rubber | o |  | 3.47 |  | MM210100060
suspension ring 160 metal with rubber | metal suspension ring with rubber | o |  | 8.64 |  | MM220100040
suspension ring 180 metal without rubber | metal suspension ring without rubber | o |  | 3.57 |  | MM210100070
suspension ring 180 metal with rubber | metal suspension ring with rubber | o |  | 9.01 |  | MM220100130
suspension ring 200 metal without rubber | metal suspension ring without rubber | o |  | 3.99 |  | MM210100080
suspension ring 200 metal with rubber | metal suspension ring with rubber | o |  | 9.67 |  | MM220100010
suspension ring 225 metal without rubber | metal suspension ring without rubber | o |  | 4.27 |  | MM210100090
suspension ring 225 metal with rubber | metal suspension ring with rubber | o |  | 10.56 |  | MM220100140
suspension ring 250 metal without rubber | metal suspension ring without rubber | o |  | 4.79 |  | MM210100100
suspension ring 250 metal with rubber | metal suspension ring with rubber | o |  | 12.16 |  | MM220100020
suspension ring 280 metal without rubber | metal suspension ring without rubber | o | * | 7.28 |  | MM210100110
suspension ring 280 metal with rubber | metal suspension ring with rubber | o |  | 12.16 |  | MM220100100
suspension ring 315 metal without rubber | metal suspension ring without rubber | o |  | 6.52 |  | MM210100130
suspension ring 315 metal with rubber | metal suspension ring with rubber | o |  | 13.85 |  | MM220100050
suspension ring 355 metal without rubber | metal suspension ring without rubber | o |  | 7.23 |  | MM210100140
suspension ring 355 metal with rubber | metal suspension ring with rubber | o |  | 15.44 |  | MM220100060
suspension ring 400 metal without rubber | metal suspension ring without rubber | o |  | 9.9 |  | MM210100150
suspension ring 400 metal with rubber | metal suspension ring with rubber | o |  | 17.46 |  | MM220100110
suspension ring 450 metal without rubber | metal suspension ring without rubber | o |  | 10.23 |  | MM210100160
suspension ring 450 metal with rubber | metal suspension ring with rubber | o |  | 25.35 |  | MM220100160
suspension ring 500 metal without rubber | metal suspension ring without rubber | o |  | 10.61 |  | MM210100170
suspension ring 500 metal with rubber | metal suspension ring with rubber | o |  | 26.05 |  | MM220100170
suspension ring 560 metal without rubber | metal suspension ring without rubber | o |  | 11.69 |  | MM210100180
suspension ring 560 metal with rubber | metal suspension ring with rubber | o |  | 29.71 |  | MM220100180
suspension ring 630 metal without rubber | metal suspension ring without rubber | o |  | 15.11 |  | MM210100200
suspension ring 630 metal with rubber | metal suspension ring with rubber | o |  | 30.6 |  | MM220100200
suspension ring 710 metal without rubber | metal suspension ring without rubber | o |  | 18.26 |  | MM210100210
suspension ring 710 metal with rubber | metal suspension ring with rubber | o |  | 35.06 |  | MM220100210
suspension ring 800 metal without rubber | metal suspension ring without rubber |  |  | 25.25 |  | MM210100220
suspension ring 800 metal with rubber | metal suspension ring with rubber | o |  | 38.11 |  | MM220100220
suspension ring 900 metal with rubber | metal suspension ring with rubber |  |  | 41.12 |  | MM220100230
suspension ring 1000 metal with rubber | metal suspension ring with rubber |  |  | 44.5 |  | MM220100240
suspension ring 1250 metal with rubber | metal suspension ring with rubber |  |  | 45.67 |  | MM220100250
Inspection doors
RDK 100 | inspection door for circular duct |  |  | 8.45 |  | AL107100010
RDK 125 | inspection door for circular duct |  |  | 8.5 |  | AL107100020
RDK 150 | inspection door for circular duct |  |  | 13.42 |  | AL107100030
RDK 160 | inspection door for circular duct |  |  | 13.42 |  | AL107100040
RDK 200 | inspection door for circular duct |  |  | 13.42 |  | AL107100060
RDK 250 | inspection door for circular duct |  |  | 13.42 |  | AL107100070
RDK 315 | inspection door for circular duct |  |  | 13.42 |  | AL107100080
RDK 355 | inspection door for circular duct |  |  | 17.79 |  | AL107100090
RDK 400 | inspection door for circular duct |  |  | 17.79 |  | AL107100100
RDK 450 | inspection door for circular duct |  |  | 17.79 |  | AL107100110
RDK 500 | inspection door for circular duct |  |  | 28.73 |  | AL107100120
RDK 560 | inspection door for circular duct |  |  | 28.73 |  | AL107100130
RDK 630 | inspection door for circular duct |  |  | 28.73 |  | AL107100140
RDK 710 | inspection door for circular duct |  |  | 28.73 |  | AL107100150
RDK 800 | inspection door for circular duct |  |  | 28.73 |  | AL107100160
RDH 180x80 | inspection door for rectangular duct |  |  | 9.48 |  | AL107101010
RDH 200x100 | inspection door for rectangular duct |  |  | 11.45 |  | AL107101020
RDH 300x150 | inspection door for rectangular duct |  |  | on request
RDH 300x200 | inspection door for rectangular duct |  |  | 18.96 |  | AL107101030
RDH 400x200 | inspection door for rectangular duct |  |  | 28.16 |  | AL107101040
RDH 400x300 | inspection door for rectangular duct |  |  | 29.01 |  | AL107101050
RDH 500x300 | inspection door for rectangular duct |  |  | 55.67 |  | AL107101060
RDH 500x400 | inspection door for rectangular duct |  |  | 59.1 |  | AL107101070
RDH 600x400 | inspection door for rectangular duct |  |  | on request
RDH 600x450 | inspection door for rectangular duct |  |  | 82.75 |  | AL107101080
RDH 700x500 | inspection door for rectangular duct |  |  | 158.14 |  | AL107101210
Clips
NS 102/8 mm, L=370 mm | nylon tie 102/8 mm, length 370 mm | o |  | 0.33 |  | MM140100010
NS 133/8 mm, 430 mm | nylon tie 133/8 mm, length 430 mm | o |  | 0.47 |  | MM140100020
NS 140/8 mm, 500 mm | nylon tie 140/8 mm, length 500 mm | o |  | 0.56 |  | MM140100030
NS 210/9 mm, 780 mm | nylon tie 210/9 mm, length 780 mm | o |  | 0.7 |  | MM140100040
NS 315/9 mm, 1168 mm | nylon tie 315/9 mm, length 1168 mm | o |  | 1.03 |  | MM140100050
NS 102/8 mm, 360 mm | nylon tie with higher UV resistance |  |  | 0.38 |  | MM140100110
NS 133/8 mm, 450 mm | nylon tie with higher UV resistance |  |  | 0.52 |  | MM140100120
NS 140/8 mm, 500 mm | nylon tie with higher UV resistance |  |  | 0.56 |  | MM140100130
NS 210/9 mm, 780 mm | nylon tie with higher UV resistance |  |  | 0.84 |  | MM140100140
NS 280/13 mm, 1000 mm | nylon tie with higher UV resistance |  |  | 2.11 |  | MM140100150
OSJ 60-165 mm | steel quick release clip | o | * | 1.69 |  | MM230100010
OSJ 60-215 mm | steel quick release clip | o | * | 1.92 |  | MM230100020
OSJ 60-270 mm | steel quick release clip | o | * | 2.25 |  | MM230100030
OSJ 60-325 mm | steel quick release clip | o | * | 2.39 |  | MM230100040
OSR | steel clip, packing 30 m | o |  | 47.31 |  | SX520100015
OSV | screwed clip for OSR, 50 pcs. | o |  | 53.93 |  | SX520100020
OSR SX | inox clip, packing 30 m | o |  | 65.71 |  | SX530100010
OSV SX | screwed clip for OSR SX, 50 pcs. | o |  | 52.38 |  | SX530100020
Air duct hanging
ISA L | mounting bracket | o |  | 1.92 |  | MM810100010
ISA R | mounting bracket | o |  | 2.77 |  | MM810100040
ISA V | mounting bracket | o |  | 2.77 |  | MM810100020
ISA Z | mounting bracket | o |  | 2.11 |  | MM810100030
K 500 | T support for duct instalation | o | * | 27.74 |  | UCK500101101
K 700 | T support for duct instalation | o | * | 33.42 |  | UCK500101111
pcs.L 27/18, 28/30 | saddle bracket | o |  | 6.06 |  | UED700100110
LN 30-20-2 | duct beam for air duct, 2 bm | o |  | 12.91 |  | UCK500101071
LN 30-30-2 | duct beam for air duct, 2 bm | o |  | 18.17 |  | UCK500101081
LN 30-43-2 | duct beam for air duct, 2 bm | o |  | 23.89 |  | UCK500101086
PZ | perforated matal tape, 25 m | o |  | 17.88 |  | CK500100860
QUICK | brackets, packing 100 pcs. |  |  | on request
RSZ 500 | hinge, maximal load capacity 35 kg |  |  | on request |  | UVK100100270
RSZ 750 | hinge, maximal load capacity 35 kg |  | * | on request |  | UVK100100280
RSZ 1000 | hinge, maximal load capacity 35 kg |  | * | on request |  | UVK100100290
SPM | connector for duct beams | o |  | 6.06 |  | UED700100120
TRN 42 | self-adhesive spikes, packing 100 pcs. |  |  | 22.91 |  | UCK500100951
TRN 51 | self-adhesive spikes, packing 100 pcs. |  |  | 26.57 |  | UCK500100960
TRN 63 | self-adhesive spikes, packing 100 pcs. |  |  | 28.26 |  | UCK500100970
Air duct sealing
PVC 50/30 | adhesive tape 50 mm x 30 m | o |  | 9.01 |  | SX510100020
Acrylate sealant | acrylate sealant 310 ml white | o |  | 4.55 |  | MM160100010
Plumber sealant | plumber sealant 310 ml grey |  |  | on request |  | SPM10200010
Silicone sealant | silicone sealant 310 ml transparent | o |  | 11.5 |  | MM160100020
Vazilen 250 ml | lubricant |  | * | 2.3 | 566 850 | GI100100020
Vazilen 500 ml | lubricant |  | * | 3.9 | 566 851 | GI100100030
VITOLEN 3-9-150 | sealing tape, 3x9 mm, 150 m | o |  | 38.16 |  | MM150100021
VITOLEN 4-9-75 | sealing tape, 4x9 mm, 75 m |  |  | 21.03 |  | MM150100035
VITOLEN 4-9-100 | sealing tape, 4x9 mm, 100 m | o |  | 30.79 |  | MM150100030
VITOLEN 4-10-100 | sealing tape, 4x10 mm, 100 m |  |  | 15.54 |  | UCK500100861
Vitolen Wall DN80 - DN200 | wall penetration for duct |  |  | 76.18 |  | SP487100030
Vitolen Wall DN250 - DN500 | wall penetration for duct |  |  | 140.86 |  | SP487100040
VITOMIN. TAPE AL 50 mm x 50 m | Al tape | o |  | 12.11 |  | MM150100040
VITOMIN. TAPE AL 75 mm x 50 m | Al tape | o |  | 18.02 |  | MM150100050
VITOMIN. TAPE AL 100 mm x 50 m | Al tape | o |  | 23.99 |  | MM150100060
Zinc spray | zinc spray for long-term corrosion protection, 400 ml | o |  | 19.48 |  | ED830100010
Screws, bolts, nuts, washers
DISTANCE M8 | connection nut | o |  | 0.61 |  | MM830100010
DISTANCE M10 | connection nut | o |  | 0.7 |  | MM830100020
KOMBI M8/60 | combined screw and bolt | o |  | 0.28 |  | MM850100010
KOMBI M8/80 | combined screw and bolt | o |  | 0.47 |  | MM850100020
KOMBI M8/100 | combined screw and bolt | o |  | 0.52 |  | MM850100030
Matice M8 | hexagonal steel nut, packing 100 pcs. | o |  | 5.96 |  | UVK100100141
Matice M10 | steel cliphexagonal steel nut, packing 100 pcs. |  |  | 8.78 |  | UVK100100142
Šroub M8 | hexagonal steel bolt, packing 100 pcs. | o |  | 35.16 |  | UVK100100131
Šroub M10 | hexagonal steel bolt, packing 100 pcs. |  |  | 19.1 |  | UED900200210
TEKK-PS 4,2/16 | hexagonal steel screw, packing 1000 pcs. |  |  | 34.88 |  | TX800100025
TEKK-PS 4,2/19 | hexagonal steel screw, packing 1000 pcs. |  |  | 34.08 |  | TX800100035
NSH | tool for screws TEKK |  |  | 6.81 |  | TX810100035
TEKX-PS 4,2/13 | screw with inner square, packing 1000 pcs. | o |  | 26.47 |  | TX800100010
TEKX-PS 4,2/16 | screw with inner square, packing 1000 pcs. | o |  | 28.44 |  | TX800100020
TEKX-PS 4,2/19 | screw with inner square, packing 1000 pcs. | o |  | 32.43 |  | TX800100030
NSPH HOBBY (BIT 2,1" - 25,4 mm) | tool for screws TEKX | o |  | 5.12 |  | TX810100010
NSPH HOBBY (BIT 2,2" - 50,8 mm) | tool for screws TEKX |  |  | 1.83 |  | TX810100030
NSPH PROFI (BIT 2,2" - 50,8 mm) | tool for screws TEKX | o |  | 5.54 |  | TX810100020
NSPH PROFI (BIT 2,3" - 76,2 mm) | tool for screws TEKX |  |  | on request |  | TX810100025
PV M8,4 | big flat steel washers, packing 100 pcs. | o |  | 12.91 |  | UED900200150
PV M10,4 | big flat steel washers, packing 100 pcs. |  |  | 13.33 |  | UED900200160
VP M8,4 | big flat steel washers, packing 100 pcs. | o |  | 5.77 |  | UED900200180
VP M10,4 | fan-shaped steel washers, packing 100 pcs. |  |  | 5.87 |  | UED900200190
Thread rods
ZT M4 x 1000 | steel thread rod |  |  | 1.13 |  | MM820100030
ZT M8 x 1000 | steel thread rod | o |  | 1.74 |  | MM820100010
ZT M8 x 2000 | steel thread rod | o |  | 2.86 |  | MM820100012
ZT M10 x 1000 | steel thread rod | o |  | 2.44 |  | MM820100020
ZT M10 x 2000 | steel thread rod |  |  | 3.05 |  | UMM820100022
CHAP. 8.1 CONTROLLERS AND RPM SWITCHES
Inverters
VFVN 020-1L-1 | inverter 230 V | o | * | 327.44 |  | VA500101010
VFVN 020-1L-2 | inverter 230 V | o | * | 336.69 |  | VA500101020
VFVN 020-1L-3 | inverter 230 V | o | * | 354.34 |  | VA500101030
VFVN 020-1L-4 | inverter 230 V | o | * | 394.19 |  | VA500101040
VFVN 020-1L-5 | inverter 230 V | o | * | 437.8 |  | VA500101050
VFVN 020-1L-7 | inverter 230 V | o | * | 484.55 |  | VA500101060
VFVN 020-1L-9 | inverter 230 V | o | * | 549.98 |  | VA500101070
VFVN 020-3L-1 | inverter 400 V | o | * | 377.76 |  | VA500102010
VFVN 020-3L-2 | inverter 400 V | o | * | 395.74 |  | VA500102020
VFVN 020-3L-3 | inverter 400 V | o | * | 416.07 |  | VA500102030
VFVN 020-3L-4 | inverter 400 V | o | * | 476.15 |  | VA500102040
VFVN 020-3L-5 | inverter 400 V | o | * | 537.12 |  | VA500102050
VFVN 020-3L-6 | inverter 400 V | o | * | 607.53 |  | VA500102060
VFVN 020-3L-8 | inverter 400 V | o | * | 687.04 |  | VA500102070
VFVN 020-3L-9 | inverter 400 V | o | * | 780.69 |  | VA500102080
VFVN 020-3L-12 | inverter 400 V | o | * | 904.84 |  | VA500102090
VFVN 020-3L-16 | inverter 400 V | o | * | 1107.9 |  | VA500102100
VFVN 020-3L-23 | inverter 400 V | o | * | 1357.99 |  | VA500102110
VFVN 020-3L-31 | inverter 400 V |  | * | 1662.85 |  | VA500102120
VFVN 020-3L-38 | inverter 400 V |  | * | 1816.11 |  | VA500102130
VFVN 020 X | inverter compact version with cover IP66 |  |  | on request
VFVN 0020 NEMA 1 | improving cover set | o | * | 38.49 |  | VA400500010
VFVN 0020 NEMA 2 | improving cover set | o | * | 58.34 |  | VA400500020
VFVN 0020 NEMA 3 | improving cover set | o | * | 78.06 |  | VA400500030
VFVN 0020 NEMA 4 | improving cover set | o | * | 42.57 |  | VA400500040
VFVN 0020 NEMA 5 | improving cover set | o | * | 47.55 |  | VA400500050
VFVN 100-3L-3-5 F IP21 | inverter 400 V |  | * | 1106.44 |  | VA501101010
VFVN 100-3L-3-5 F IP54 | inverter 400 V |  | * | 1216.7 |  | VA501102010
VFVN 100-3L-4-5 F IP21 | inverter 400 V |  | * | 1198.35 |  | VA501101020
VFVN 100-3L-4-5 F IP54 | inverter 400 V |  | * | 1320.34 |  | VA501102020
VFVN 100-3L-5-5 F IP21 | inverter 400 V |  | * | 1290.25 |  | VA501101030
VFVN 100-3L-5-5 F IP54 | inverter 400 V |  | * | 1422.29 |  | VA501102030
VFVN 100-3L-8-5 F IP21 | inverter 400 V |  | * | 1417.22 |  | VA501101040
VFVN 100-3L-8-5 F IP54 | inverter 400 V |  | * | 1559.4 |  | VA501102040
VFVN 100-3L-9-5 F IP21 | inverter 400 V |  | * | 1581.09 |  | VA501101050
VFVN 100-3L-9-5 F IP54 | inverter 400 V |  | * | 1739.93 |  | VA501102050
VFVN 100-3L-12-5 F IP21 | inverter 400 V |  | * | 1783.3 |  | VA501101060
VFVN 100-3L-12-5 F IP54 | inverter 400 V |  | * | 1958.8 |  | VA501102060
VFVN 100-3L-16-5 F IP21 | inverter 400 V |  | * | 2120.98 |  | VA501101070
VFVN 100-3L-16-5 F IP54 | inverter 400 V |  | * | 2333.14 |  | VA501102070
VFVN 100-3L-23-5 F IP21 | inverter 400 V |  | * | 2583.93 |  | VA501101080
VFVN 100-3L-23-5 F IP54 | inverter 400 V |  | * | 2837.82 |  | VA501102080
VFVN 100-3L-31-5 F IP21 | inverter 400 V |  | * | 3095.24 |  | VA501101090
VFVN 100-3L-31-5 F IP54 | inverter 400 V |  | * | 3407.76 |  | VA501102090
VFVN 100-3L-38-5 F IP21 | inverter 400 V |  | * | 3643.48 |  | VA501101100
VFVN 100-3L-38-5 F IP54 | inverter 400 V |  | * | 4009.42 |  | VA501102100
VFVN 100-3L-46-5 F IP21 | inverter 400 V |  | * | 4178.26 |  | VA501101110
VFVN 100-3L-46-5 F IP54 | inverter 400 V |  | * | 4596.15 |  | VA501102110
VFVN 100-3L-61-5 F IP21 | inverter 400 V |  | * | 4903.55 |  | VA501101120
VFVN 100-3L-61-5 F IP54 | inverter 400 V |  | * | 5393.27 |  | VA501102120
VFVN 100 X | inverter compact version with cover IP66 |  |  | on request
Room controllers
CRA24-B1P | room controller |  | * | 150.49 |  | BO130101008
CRA24-B3 | room controller |  | * | 259.52 |  | BO130101007
CRP24-B1 | room controller |  | * | 96.51 |  | BO130101010
COU24-A-MP | fan performance optimizer |  | * | 670.19 |  | BO130100090
RPM switches
REGUL 2 | two-position RPM switch for TD-MIXVENT | o |  | 76.18 | 5401260400 | SP600100015
COM 2 | two-position RPM switch for TD-MIXVENT | o |  | 76.18 | 5401259600 | SP600100010
COM 2 E | two-position RPM switch for TD-MIXVENT | o |  | 70.55 | 5401630900 | SP600100012
COM 3 | three-position RPM switch | o |  | 118.94 | 5401306500 | SP600100400
INTER 3P | three-position RPM switch | o |  | 57.83 | 5401321700 | SP205300010
INTER 4P | three-position RPM switch | o |  | 71.58 | 5401640600 | SP600100410
PUD | RPM switch for Dahlander winding |  |  | 113.92 |  | PP800100010
PUG | RPM switch for separate winding |  |  | 336.74 |  | PP800100020
SA 0-3V | RPM switch 0-1-2-3 | o | * | 67.17 |  | USK500500210
SA 1-3V | RPM switch 1-2-3 | o | * | 96.37 |  | USK500500220
SD 2 | switch star/triangle | o |  | 88.48 |  | PP800100030
Operation switches
CR-20 | RPM switch for curtains COR-IND |  |  | 85.94 | 5401299200 | SP500200310
CR-30 | RPM and power switch for curtains COR-IND |  |  | 98.1 | 5401300800 | SP500200320
CR-25 | operation switch for fans EC-N | o |  | 86.98 | 5401289300 | SP600100164
CR 150 | switch for fan HV 150 A | o |  | 71.35 | 5401256200 | SP600100020
CR 300 | switch for fans HV 230 A a HV 300 A | o |  | 118.38 | 5401255400 | SP600100030
Electronic RPM controllers
CONTROL Ecowatt Basic | controller for Ecowatt fans | o |  | 233.9 | 5401637300 | SP600102050
REB 1 R | RPM controller for HV 230 AE a HV 300 AE | o |  | 217.89 | 5401279400 | SP600101010
REB 1 N | RPM controller on plaster 1 A | o |  | 141.1 | 5401270300 | SP600100090
REB 1 NE | RPM controller under plaster 1 A | o |  | 137.91 | 5401271100 | SP600100100
REB 2.5 N | RPM controller on plaster 2,5 A | o |  | 187 | 5401272900 | SP600100110
REB 2.5 NE | RPM controller under plasteru 2,5 A | o |  | 187 | 5401273700 | SP600100120
REB 5 | RPM controller on plaster 5 A | o |  | 422.73 | 5401302400 | SP600100130
REB 10 | RPM controller on plaster 10 A | o |  | 563.69 | 5401303200 | SP600100140
REB 3 ANALOG | automatic RPM controller 3 A |  |  | 402.59 | 5401620500 | SP600102310
REB 5 ANALOG | automatic RPM controller 5 A |  |  | 405.88 | 5401620600 | SP600102320
REB 11 ANALOG | automatic RPM controller 11 A |  |  | 421.84 | 5401620700 | SP600102330
REB Ecowatt | RPM controller for fans with EC motor | o |  | 49.94 | 5401304000 | SP600102010
CVF Ecowatt | RPM controller for fans with EC motor | o |  | 97.02 | 5401304100 | SP600102015
REB-DT 715/1 | RPM controller with timer |  |  | 45.86 |  | VZ110200010
REP 1.5 N | 1-phase triac controller 1,5 A |  |  | 76.28 |  | SP600103110
REP 3 N | 1-phase triac controller 3 A |  |  | 89.23 |  | SP600103120
REP 5 N | 1-phase triac controller 5 A |  |  | 167.2 |  | SP600103130
Voltage controlled RPM controllers
RE DCV6 | triac controller and air flow controller |  |  | 443.95 |  | PX102100044
REE6+ | triac RPM controller | o |  | 249.15 |  | PX102100040
REE7+ | triac RPM controller | o |  | 255.68 |  | PX102100130
REET6 | air flow controller | o |  | 397.24 |  | PX102100042
Transformer regulators
REV 1.5 A | RPM controller 1,5 A, 230 V | o |  | 429.87 |  | RG310100020
REV 1.5 C | RPM controller 1,5 A, 230 V |  |  | 452.3 |  | RG310100050
REV 1.5 E | RPM controller 1,5 A, 230 V |  |  | 561.58 |  | RG310100070
REV 3 A | RPM controller 3 A, 230 V | o |  | 435.87 |  | RG320100020
REV 3 C | RPM controller 3 A, 230 V |  |  | 461.74 |  | RG320100050
REV 3 E | RPM controller 3 A, 230 V |  |  | 572.42 |  | RG320100045
REV 5 A | RPM controller 5 A, 230 V | o |  | 521.26 |  | RG330100020
REV 5 C | RPM controller 5 A, 230 V |  |  | 493.42 |  | RG330100040
REV 5 E | RPM controller 5 A, 230 V |  |  | 609.5 |  | RG330100065
REV 7 A | RPM controller 7 A, 230 V | o |  | 540.03 |  | RG340100020
REV 7 C | RPM controller 7 A, 230 V |  |  | 501.92 |  | RG350100075
REV 7 E | RPM controller 7 A, 230 V |  |  | 1089.92 |  | RG340100060
REV 10 A | RPM controller 10 A, 230 V | o |  | 702.34 |  | RG350100020
REV 10 C | RPM controller 10 A, 230 V |  |  | 986.79 |  | RG350100025
REV 10 E | RPM controller 10 A, 230 V |  |  | 1316.82 |  | RG350100060
RDV 1.2 A | RPM controller 1,2 A, 400 V | o |  | 601.8 |  | RG110100020
RDV 1,2 C | RPM controller 1,2 A, 400 V |  |  | 673.52 |  | RG110100071
RDV 1.2 E | RPM controller 1,2 A, 400 V |  |  | 826.73 |  | RG110100080
RDV 2.5 A | RPM controller 2,5 A, 400 V | o |  | 656.49 |  | RG120100020
RDV 2.5 C | RPM controller 2,5 A, 400 V |  |  | 809.6 |  | RG120100055
RDV 2.5 E | RPM controller 2,5 A, 400 V |  |  | 882.4 |  | RG120100060
RDV 5 A | RPM controller 5 A, 400 V | o |  | 990.92 |  | RG130100020
RDV 5 C | RPM controller 5 A, 400 V |  |  | 856.35 |  | RG130100040
RDV 5 E | RPM controller 5 A, 400 V |  |  | 943.52 |  | RG130100065
RDV 7 A | RPM controller 7 A, 400 V | o |  | 1159.29 |  | RG140100020
RDV 7 C | RPM controller 7 A, 400 V |  |  | 884.98 |  | RG140100045
RDV 7 E | RPM controller 7 A, 400 V |  |  | 1066.36 |  | RG140100065
RDV 10 A | RPM controller 10 A, 400 V | o |  | 1638.02 |  | RG150100020
RDV 10 C | RPM controller 10 A, 400 V |  |  | 1436.7 |  | RG150100045
RDV 10 E | RPM controller 10 A, 400 V |  |  | 1765.41 |  | RG150100060
RMT 1,5 | 3-phase transformer RPM controller 1,5 A |  |  | 1013.36 | 5401250500 | SP600100180
RMT 2,5 | 3-phase transformer RPM controller 2,5 A |  |  | 1113.67 | 5401254800 | SP600100181
RMT 5 | 3-phase transformer RPM controller 5 A |  |  | 1458.11 | 5401254900 | SP600100183
RMT 8 | 3-phase transformer RPM controller 8 A |  |  | 1866.05 | 5401255000 | SP600100184
RMT 12 | 3-phase transformer RPM controller 12 A |  |  | on request
DO A | remote controller for REV/RDV | o |  | 84.72 |  | RG400100010
DO C | remote controller for REV/RDV |  |  | 84.72 |  | RG400100030
Maintenance switches
PM-55/3 | maintenance switch 3 pole | o |  | 138.38 |  | PP800100040
PM-55/6 | maintenance switch 6 pole | o |  | 165.55 |  | PP800100050
INTZ 02.10 | ATEX maintenance switch, 10 A |  | * | 1304.76 | 5401630000 | SP602100010
INTZ 02.20 | ATEX maintenance switch, 20 A |  | * | 1451.58 | 5401630100 | SP602100020
INTZ 02.40 | ATEX maintenance switch, 40 A |  | * | 2363.79 | 5401630200 | SP602100030
INTZ 04.20 | ATEX maintenance switch, 20 A |  | * | 2464.1 | 5401630300 | SP602100040
INTZ 04.40 | ATEX maintenance switch, 40 A |  | * | 4612.39 | 5401630400 | SP602100050
CHAP. 8.2 THERMOSTETS, SENSORS AND ACCESSORIES
Movement sensors
CPFL-E | movement sensor |  | * | 74.16 | 5416730700 | SP476300010
CPTA-E | movement sensor in lower ceiling |  | * | 97.4 |  | SP476300040
CPTA-S | movement sensor on the ceiling |  | * | 97.4 |  | SP476300030
PS 1003 IR | movement sensor | o | * | 81.2 |  | ED825100010
Timers
ZN 707+ | timer 7 minuts + delayed start 1 minute | o |  | 21.87 |  | VZ110100050
ZN 708 | timer 8 minuts | o |  | 21.87 |  | VZ110100010
ZN 715 | timer 15 minuts | o |  | 24.78 |  | VZ110100020
DT 3 UNI | adjustabke timer |  |  | 38.16 |  | VZ110200060
DT 4 třívodičové | programmable timer | o |  | 33.7 |  | EL800100010
DT 4 čtyřvodičové | programmable timer | o |  | 33.7 |  | EL800100011
DT 8-R | programmable timer | o |  | 51.59 |  | EL800100020
Hygrostats
HIG 2 | electronic hygrostat | o |  | 145.79 | 5401221600 | SP600100060
HIG 10 | RH sensor 24 V |  |  | 245.44 |  | PX102100060
HYG 6001 | mechanical hygrostatký | o |  | 133.59 |  | AM120100020
HYG 7001 | hygrostat with thermostat | o |  | 156.73 |  | AM120100030
Motor protections
MSK Ex | motor protection for ILT Ex | o | * | 227.7 |  | SP600100085
Starters
MSD-2 | ON/OFF switch for 1 phase and 3 phase fans |  |  | 277.88 |  | SP600100071
MSD | 3 phase starter |  |  | 272.43 |  | SP600100070
MS-Ex 0,63 | ATEX 3 phase starter | o |  | 139.41 |  | SP600102110
MS-Ex 1,0 | ATEX 3 phase starter | o |  | 157.62 |  | SP600102120
MS-Ex 1,6 | ATEX 3 phase starter |  |  | 196.02 |  | SP600102130
MS-Ex 2,5 | ATEX 3 phase starter |  |  | 196.02 |  | SP600102140
MS-Ex 4,0 | ATEX 3 phase starter |  |  | 196.02 |  | SP600102150
MS-Ex 6,3 | ATEX 3 phase starter |  |  | 196.02 |  | SP600102160
UR 5 R 1021 | trip relay for PTC sensors | o | * | 111.95 |  | ED204100020
Current relay
PRI-32 | current relay 20 A |  |  | 65.24 |  | TY520100021
PRI-51 | current relay 0,5-5 A |  |  | 33.66 |  | TY520100011
Over voltage protection
PM 250 | over voltage protection |  |  | 9.06 |  | ED203100080
Sanitary modules
IONIC | sanitary module |  |  | 784.53 |  | BR350100010
IONIC-K | assembly kit for IONIC |  |  | 44.4 |  | BR350100020
MICROBREEZE 1500 | sanitary module |  |  | 973.84 |  | BR350100030
MICROBREEZE 3000 | photocatalytic sanitary module |  |  | 1305.32 |  | BR350100040
MICROBREEZE 4500 | fotokatalytický sanitary module |  |  | 1626.71 |  | BR350100050
IAQ, SMOKE, CO2 sensors
EDF-CO2-D | CO2 sensor | o | * | 229.91 |  | PX200100010
EDF-CO2-GD1 | duct CO2 sensor |  | * | 342.47 |  | PX102100054
EDF-CO2-GD2 | duct CO2 sensor |  | * | 339.27 |  | PX102100055
EDF-CO2-GR | room CO2 sensor with relay | o | * | 357.02 |  | PX102100058
ED-ISCO2 | CO2 sensor |  |  | 424.04 |  | PX200100020
SQA | IAQ sensor 230 V | o | * | 364.86 | 5401220800 | SP600100190
SQA 10 | IAQ sensor 24 V |  | * | 183.44 |  | PX102100140
AIRSENS-CO2 | inteligent CO2 sensor | o |  | 453.62 | 5416845300 | SP600104110
AIRSENS-RH | inteligent RH sensor | o |  | 245.02 | 5416845500 | SP600104120
AIRSENS-TEMP | inteligent TEMP sensor |  |  | 275.67 | 5416071300 | SP600104140
AIRSENS-VOC | inteligent VOC sensor | o |  | 272.24 | 5416845400 | SP600104130
AIRSENS-RF-CO2 | wireless inteligent CO2 sensor |  |  | 491.64 | 5416025200 | SP600104210
AIRSENS-RF-RH | wireless inteligent RH sensor |  |  | 288.16 | 5416025400 | SP600104220
AIRSENS-RF-TEMP | wireless inteligent TEMP sensor |  |  | 355.84 | 5416071400 | SP600104250
AIRSENS-RF-VOC | wireless inteligent VOC sensor |  |  | 315.01 | 5416025300 | SP600104230
AIRSENS-RF-REC | receiver AIRSENS RF |  |  | 138.28 | 5800015600 | SP600104240
AIRSENS-WIFI-CO2 | inteligent CO2 sensor (0-10 V / Connectair) |  |  | 491.64 |  | SP600104310
AIRSENS-WIFI-RH | inteligent RH sensor (0-10 V / Connectair) |  |  | 288.16 |  | SP600104320
AIRSENS-WIFI-VOC | inteligent VOC sensor (0-10 V / Connectair) |  |  | 315.01 |  | SP600104330
AIRSENS-WIFI-IAQ | inteligent IAQ sensor (Connectair) |  |  | 503.89 | 5416071200 | SP600104340
EDF-SMK-10 | smoke sensor 24 V |  |  | on request
EDF-SMK-11 | smoke sensor 230 V |  |  | 272.76 |  | PX102100160
EDF-CO2 | room sensor CO2 |  |  | 446.34 |  | PX201100010
EDF-CO2/RH | room sensor CO2 and RH |  |  | 507.27 |  | PX201100030
EDF-CO2/RH-R | room sensor CO2 and RH with switchable contact |  |  | 529.99 |  | PX201100040
EDF-CO2-R | room sensor CO2 with switchable contact |  |  | 469.11 |  | PX201100020
EDF-iVOC | room sensor VOC |  |  | 318.39 |  | PX201100050
EDF-iVOC/RH-R | room sensor VOC and RH with switchable contact |  |  | 397.99 |  | PX201100080
EDF-RH/T-R | room sensor RH and T with switchable contact |  |  | 278.86 |  | PX201100120
EDF-SUM 0-10 V | summtor - 8 sensor inputs | o |  | 35.58 |  | PX102100180
VDK-10 | smoke sensor | o | * | 457.18 |  | JE100200100
SCO2-G | duct sensor CO2 |  |  | 655.27 | 5416731000 | SP600104020
SHT-G | duct RH and temp. sensor |  |  | 535.81 | 5416731200 | SP600104040
DTTH | duct RH and temp. sensor |  |  | 317.17 |  | RE100100150
Actuators
CM 24 L | actuator Belimo 2 Nm | o | * | 127.96 |  | BO200100120
CM 24 P | actuator Belimo 2 Nm |  | * | 127.96 |  | BO200100130
CM 230 L | actuator Belimo 2 Nm | o | * | 132.56 |  | BO200100080
CM 230 P | actuator Belimo 2 Nm | o | * | 132.56 |  | BO200100090
LF 24 | actuator Belimo 4 Nm with back spring | o | * | 243.33 |  | BO160100030
LF 24-3 | actuator Belimo 4 Nm with back spring |  | * | 298.67 |  | BO160100040
LF 24 SR | actuator Belimo 4 Nm with back spring |  | * | 279.19 |  | BO160100050
LF 230 | actuator Belimo 4 Nm with back spring | o | * | 262.43 |  | BO160100010
LF 230 S | actuator Belimo 4 Nm with back spring |  | * | 279.76 |  | BO160100020
LM 24 A | actuator Belimo 4 Nm | o | * | 148.8 |  | BO170100050
LM 24 A-F | actuator Belimo 4 Nm |  | * | 124.48 |  | BO170100060
LM 24 A-S | actuator Belimo 4 Nm |  | * | 149.12 |  | BO170100080
LM 24 A-SR | actuator Belimo 4 Nm | o | * | 187.8 |  | BO170100090
LM 24 SR-F | actuator Belimo 4 Nm |  | * | 182.08 |  | BO170100100
LM 230 A-F | actuator Belimo 4 Nm |  | * | 124.48 |  | BO170100020
LM 230 A | actuator Belimo 5 Nm | o | * | 142.69 |  | BO170100010
LM 230 A-S | actuator Belimo 4 Nm |  | * | 141.71 |  | BO170100042
LM 230 A-SR | actuator Belimo 4 Nm |  | * | 218.73 |  | BO170100040
NF 24 A | actuator Belimo 10 Nm with back spring |  | * | 278.72 |  | BO230100010
NF 230 A | actuator Belimo 10 Nm with back spring | o | * | 365.32 |  | BO230100020
NM 24 A | actuator Belimo 10 Nm |  | * | 171.66 |  | BO180100030
NM 24 SR | actuator Belimo 8 Nm |  | * | 245.35 |  | BO180100040
NM 230 A | actuator Belimo 10 Nm | o | * | 195.22 |  | BO180100010
SF 24 A | actuator Belimo 20 Nm with back spring |  | * | 344.11 |  | BO130200030
SF 24 A-SR | actuator Belimo 20 Nm with back spring |  | * | 343.54 |  | BO130200010
SF 230 A | actuator Belimo 20 Nm with back spring |  | * | 395.83 |  | BO130200020
SM 24 A | actuator Belimo 20 Nm |  | * | 198.79 |  | BO240100010
SM 24 A-SR | actuator Belimo 20 Nm |  | * | 247.98 |  | BO240100020
SM 230 A | actuator Belimo 20 Nm |  | * | 212.16 |  | BO130100010
SM 230 A-S | actuator Belimo 20 Nm |  | * | 203.67 |  | BO210100010
TF 24 | actuator Belimo 2 Nm with back spring |  | * | 194.37 |  | BO220100010
TF 24-3 | actuator Belimo 2 Nm with back spring |  | * | 243.33 |  | BO220100040
TF 24 S | actuator Belimo 2 Nm with back spring |  | * | 184.75 |  | BO220100020
TF 24 SR | actuator Belimo 2 Nm with back spring |  | * | 215.97 |  | BO220100030
TF 230 | actuator Belimo 2 Nm with back spring | o | * | 209.77 |  | BO200100100
TF 230 S | actuator Belimo 2 Nm with back spring |  | * | 197.71 |  | BO200100110
Switch clocks
MICRO REX | weekly switch clock |  |  | 105.99 |  | ED200100030
Thermostats
TR 1 | thermostat for units EC-N 3 až EC-N 9 | o |  | 152.79 | 5401310700 | SP600100160
TR 2 | thermostat for units EC-N 12 a EC-N 15 |  |  | 313.32 | 5401291900 | SP600100162
RTR 6705 | room thermostat 5-60 °C | o |  | 56.37 |  | AM140100020
RTR 6721 | room thermostat 5-30 °C | o |  | 55.29 |  | AM140100030
RTR 6763 | room thermostat with switch 5-30 °C | o |  | 68.44 |  | AM140100040
RTR 7011 | room thermostat with switch,5-30 °C, 3-speed |  |  | 109.84 |  | AM140100050
RTR 7012 | room thermostat with switch,5-30 °C, 3-speed |  |  | 113.31 |  | AM140100060
RTR E200 | room programable thermostat |  |  | 78.01 |  | AM140100070
F 2000 N | capillary antifreeze thermostat -35 až +35°C | o |  | 36.52 |  | AM160100010
THE-F | antifreeze thermostat -18 až +13 °C | o |  | 126.31 |  | ED201100320
Pressure sensors
DTS PSA 20/200 | pressure sensor 20-200 Pa | o |  | 60.46 |  | ED202100005
DTS PSA 30/300 | pressure sensor 30-300 Pa | o |  | 60.46 |  | ED202100010
DTS PSA 30/500 | pressure sensor 30-500 Pa | o |  | 60.46 |  | ED202100020
DTS PSA 100/1500 | pressure sensor 100-1500 Pa | o |  | 60.46 |  | ED202100030
TDP-D | diferencial pressure sensor with display |  |  | 457 | 5416731400 | SP600100199
TDP-PI | diferencial pressure sensor with display anr PI controller | o |  | 583.64 | 5416844700 | SP600100197
TDP-S | diferencial pressure sensor | o |  | 407.33 | 5416731300 | SP600100198
SENSO PPX-1000-SET | diferencial pressure sensor 0-1000 Pa with output 0-10 V |  | * | 427.89 |  | ED201100315
Transformers
CT-12/14 | transformer 230/12 V for vent. EDM and DECOR | o |  | 145.56 | 5401261200 | SP600100050
CT-12/14 R | transformer 230/12 V with timer 1-30 min. for EDM, DECOR | o |  | 224.93 | 5401292700 | SP600100055
CTE 12/5 W | transformer 230/12 V for valves KEL 100, 125 | o |  | 20.28 |  | TR500100010
CTE 12/8 W | transformer 230/12 V for valves KEL 100, 125 |  |  | 32.9 |  | EL800100030
CTE 12/708 | transformer 230/12 V with timer 8 min. for valves KEL | o |  | 52.81 |  | VZ110100040
CTE 24/5 W | transformer 230/24 V for valves VEL 10-4, 12-4 | o |  | 22.2 |  | TR500100020
CTE 24/8 W | transformer 230/24 V for valves VEL 10-4, 12-4 |  |  | on request
TRAFO 60 | transformer 230/24 V | o |  | 100.4 |  | RE110100060
CHAP. 8.3 HEATERS CONTROLLERS
REG 230/400 | controller for 1 and 2 phase heaters | o |  | 195.36 |  | RE110100010
TGBA 130 | contact sensor 0-30 °C | o |  | 61.63 |  | SS510100010
TGBK 330 | duct sensor 0-30 °C | o |  | 61.63 |  | SS510100020
TGBK 360 | duct sensor 0-60 °C | o |  | 105.99 |  | SS510100030
TGBR 430 | room sensor with controller 0-30 °C | o |  | 131.19 |  | SS510100040
TGBR 530 | room sensor without controller 0-30 °C | o |  | 95.8 |  | SS510100045
TGCU-3 | temperature sensor, cable 3 m |  |  | 11.97 |  | PX102100070
TGCU-M-3 | metal temperature sensor | o |  | 14.79 |  | PX102100080
TGCU-MP-3 | contact temperature sensor |  |  | 32.11 |  | PX102100090
TGCU-3-IZ | temperature sensor with double insulation | o |  | 17.74 |  | PX102100078
TRW 3/4" | temperature controller for MBW 100 - 250 |  |  | 354.95 |  | ED206100020
TRW 3/8" | temperature controller for MBW 100 - 250 |  |  | 354.95 |  | ED206100010
TTC40F | electric heaters proportional controller till 27 kW | o |  | 1356.48 |  | RE110100100
TT-S4/D | adapter for TTC40F, till 67 kW | o |  | 605.84 |  | RE110100080
TTC 2000 | electric heaters triac controller till 16,5 kW | o |  | 1147.65 |  | RE110100020
TTS-1 | výkonový modul k TTC 2000, do 27 kW | o |  | 209.63 |  | RE110100070
UNIREG | controller for el. heaters and water coiles | o |  | 569.88 |  | RG650100099
Power switches
JTR-2-B | triac switch 2,3 kW, 230 V, 0-10 V |  | * | 333.69 |  | RG650207555
JTR-12-1N-B | triac switch 12 kW, 230 V, 0-10 V |  | * | 475.3 |  | RG650207565
JTR-18-1 | triac switch 18 kW, 400 V |  | * | 453.29 |  | RG650207510
JTR-18-1B | triac switch 18 kW, 400 V, 0-10 V |  | * | 477.32 |  | RG650207525
JTR-24-1 | triac switch 24 kW, 400 V |  | * | 512.81 |  | RG650207530
JTR-24-1B | triac switch 24 kW, 400 V, 0-10 V |  | * | 569.74 |  | RG650207545
PS-21 | converter 0-10 V to 0-10 V |  | * | 106.79 |  | RG650230020
CHAP. 9 CONTROLL SYSTEMS
Digital controll system DIGIREG®
Digireg® M1-E2 | digital controll system |  |  | on request |  | PX101100010
Digireg® M1-E8 | digital controll system |  |  | on request |  | PX101100020
Digireg® M1-E8-2 | digital controll system |  |  | on request |  | PX101100021
Digireg® M3-E8-2 | digital controll system |  |  | on request
Digireg® M3-E15 | digital controll system |  |  | on request |  | PX101100030
Digireg® M3-E24 | digital controll system |  |  | on request |  | PX101100040
Digireg® M3-E36 | digital controll system |  |  | on request |  | PX101100050
Digireg® M3-E72 | digital controll system |  |  | on request |  | PX101100055
Digireg® M1-Vx | digital controll system |  |  | on request
Digireg® M3-Vx | digital controll system |  |  | on request |  | PX101100060
Digireg® CP-TFT | controller for Digireg® |  |  | on request |  | PX102100030
Digireg® CP-TFT wifi | controller for Digireg® |  |  | on request